## Legend (hidden)
data missing
different GEM information
needs verification
not in IESR data
Summary | IESR data | GEM
Operating | 31481 | 30767
Construction | 10629 | 10339
Permitted | 700 | 700
pre-permit | 900 | 1700
shelved | 2320 | 3820
Progress as of March 2022
Projects with AMDALs | Notes
Bengkulu U1&2
Celukan Bawang Unit 1-3
Cilacap Unit 1-3 | Not complete
Cirebon 1
Indramayu Unit 1-3
Jawa-1 / Cirebon-2
Jawa-4/Tanjung Jati B Unit 5&6
Tanjung Jati B Unit 3&4
Paiton Unit 3

## all_status (hidden)
CFPP name | GEM ID | Owner | Captive industry | Capacity (MW) | COD | Status Jul 2024 | Status Jan 2024 | Status Jun 2023 | Latitude | Longitude | Parent | Province_EN | Provinsi_ID
Adaro Aluminum Smelter Phase I | G115748 | Captive | Aluminum | 1100 | 2025 | pre-permit | pre-permit | pre-permit | 2.528 | 117.858 | PT Adaro Power | North Kalimantan | Kalimantan Utara
Adaro Aluminum Smelter Phase II | G115905 | Captive | Aluminum | 1100 | 2026 | announced | announced | announced | 2.528 | 117.858 | PT Adaro Power | North Kalimantan | Kalimantan Utara
Ketapang Smelter Phase I, Unit 3 | G105679 | Captive | Aluminum | 30 | 2016 | operating | operating | operating | -2.3662 | 110.1573 | China Hongqiao Group; Harita Group | West Kalimantan | Kalimantan Barat
Ketapang Smelter Phase II, Unit 1 | G114899 | Captive | Aluminum | 80 | 2021 | operating | operating | operating | -2.3662 | 110.1573 | China Hongqiao Group; Harita Group | West Kalimantan | Kalimantan Barat
Ketapang Smelter Phase II, Unit 2 | G114900 | Captive | Aluminum | 80 | 2021 | operating | operating | operating | -2.3662 | 110.1573 | China Hongqiao Group; Harita Group | West Kalimantan | Kalimantan Barat
Ketapang Smelter Phase II, Unit 3 | G105680 | Captive | Aluminum | 30 | 2021 | operating | operating | operating | -2.3662 | 110.1573 | China Hongqiao Group; Harita Group | West Kalimantan | Kalimantan Barat
Kuala Tanjung Inalum captive / Sumut-2 Unit 1 | G105993 | Captive | Aluminum | 300 | 2023 | cancelled | cancelled | cancelled | 3.3506 | 99.4513 | PT Bukit Asam [100.0%] | North Sumatra | Sumatra Utara
Kuala Tanjung Inalum captive / Sumut-2 Unit 2 | G105994 | Captive | Aluminum | 300 | 2024 | cancelled | cancelled | cancelled | 3.3506 | 99.4513 | PT Bukit Asam [100.0%] | North Sumatra | Sumatra Utara
Kuala Tanjung Inalum captive Unit 3 | G105995 | Captive | Aluminum | 350 | 0 | cancelled | cancelled | cancelled | 3.3506 | 99.4513 | PT Bukit Asam; PT Indonesia Asahan Aluminium | North Sumatra | Sumatra Utara
NALCO East Kutai Unit 1 | G107201 | Captive | Aluminum | 250 | 0 | cancelled | cancelled | cancelled | 1.254 | 116.682 | MEC Coal; Nalco Holding Co | East Kalimantan | Kalimantan Timur
NALCO East Kutai Unit 2 | G107202 | Captive | Aluminum | 250 | 0 | cancelled | cancelled | cancelled | 1.254 | 116.682 | MEC Coal; Nalco Holding Co | East Kalimantan | Kalimantan Timur
NALCO East Kutai Unit 3 | G107203 | Captive | Aluminum | 250 | 0 | cancelled | cancelled | cancelled | 1.254 | 116.682 | MEC Coal; Nalco Holding Co | East Kalimantan | Kalimantan Timur
NALCO East Kutai Unit 4 | G107204 | Captive | Aluminum | 250 | 0 | cancelled | cancelled | cancelled | 1.254 | 116.682 | MEC Coal; Nalco Holding Co | East Kalimantan | Kalimantan Timur
NALCO East Kutai Unit 5 | G107205 | Captive | Aluminum | 250 | 0 | cancelled | cancelled | cancelled | 1.254 | 116.682 | MEC Coal; Nalco Holding Co | East Kalimantan | Kalimantan Timur
Nanshan Industrial Park Phase I, Unit 1 | G114352 | Captive | Aluminum | 30 | 2021 | operating | operating | operating | 0.91714 | 104.6555 | Global Aluminium International; Press Metal Aluminium Holdings Bhd; PT Mahkota Karya Utama | Riau | Riau
Nanshan Industrial Park Phase I, Unit 2 | G114488 | Captive | Aluminum | 30 | 2021 | operating | operating | operating | 0.91714 | 104.6555 | Global Aluminium International; Press Metal Aluminium Holdings Bhd; PT Mahkota Karya Utama | Riau | Riau
Nanshan Industrial Park Phase I, Unit 3 | G114489 | Captive | Aluminum | 30 | 2022 | operating | operating | operating | 0.91714 | 104.6555 | Global Aluminium International; Press Metal Aluminium Holdings Bhd; PT Mahkota Karya Utama | Riau | Riau
Nanshan Industrial Park Phase I, Unit 4 | G114901 | Captive | Aluminum | 30 | 2022 | operating | operating | operating | 0.91164 | 104.6505 | Global Aluminium International; Press Metal Aluminium Holdings Bhd; PT Mahkota Karya Utama | Riau | Riau
Nanshan Industrial Park Phase I, Unit 5 | G114902 | Captive | Aluminum | 30 | 2023 | operating | operating | operating | 0.91164 | 104.6505 | Global Aluminium International; Press Metal Aluminium Holdings Bhd; PT Mahkota Karya Utama | Riau | Riau
Nanshan Industrial Park Phase I, Unit 6 | G114903 | Captive | Aluminum | 30 | 2023 | operating | operating | operating | 0.91164 | 104.6505 | Global Aluminium International; Press Metal Aluminium Holdings Bhd; PT Mahkota Karya Utama | Riau | Riau
Nanshan Industrial Park Phase II, Unit 1 | G114904 | Captive | Aluminum | 150 | 2021 | cancelled | cancelled | cancelled | 0.91164 | 104.6505 | Global Aluminium International; Press Metal Aluminium Holdings Bhd; PT Mahkota Karya Utama | Riau | Riau
Nanshan Industrial Park Phase II, Unit 2 | G114905 | Captive | Aluminum | 150 | 2021 | cancelled | cancelled | cancelled | 0.91164 | 104.6505 | Global Aluminium International; Press Metal Aluminium Holdings Bhd; PT Mahkota Karya Utama | Riau | Riau
Nanshan Industrial Park Phase II, Unit 3 | G114906 | Captive | Aluminum | 150 | 2021 | cancelled | cancelled | cancelled | 0.91164 | 104.6505 | Global Aluminium International; Press Metal Aluminium Holdings Bhd; PT Mahkota Karya Utama | Riau | Riau
Nanshan Industrial Park Phase II, Unit 4 | G114907 | Captive | Aluminum | 150 | 2021 | cancelled | cancelled | cancelled | 0.91164 | 104.6505 | Global Aluminium International; Press Metal Aluminium Holdings Bhd; PT Mahkota Karya Utama | Riau | Riau
Nanshan Industrial Park Phase II, Unit 5 | G114908 | Captive | Aluminum | 150 | 2021 | cancelled | cancelled | cancelled | 0.91164 | 104.6505 | Global Aluminium International; Press Metal Aluminium Holdings Bhd; PT Mahkota Karya Utama | Riau | Riau
Nanshan Industrial Park Phase II, Unit 6 | G114909 | Captive | Aluminum | 150 | 2021 | cancelled | cancelled | cancelled | 0.91164 | 104.6505 | Global Aluminium International; Press Metal Aluminium Holdings Bhd; PT Mahkota Karya Utama | Riau | Riau
Nanshan Industrial Park Phase III, Unit 1 | G114910 | Captive | Aluminum | 150 | 2021 | cancelled | cancelled | cancelled | 0.91164 | 104.6505 | Global Aluminium International; Press Metal Aluminium Holdings Bhd; PT Mahkota Karya Utama | Riau | Riau
Nanshan Industrial Park Phase III, Unit 2 | G114911 | Captive | Aluminum | 150 | 2021 | cancelled | cancelled | cancelled | 0.91164 | 104.6505 | Global Aluminium International; Press Metal Aluminium Holdings Bhd; PT Mahkota Karya Utama | Riau | Riau
Nanshan Industrial Park Phase III, Unit 3 | G114912 | Captive | Aluminum | 150 | 2021 | cancelled | cancelled | cancelled | 0.91164 | 104.6505 | Global Aluminium International; Press Metal Aluminium Holdings Bhd; PT Mahkota Karya Utama | Riau | Riau
Nanshan Industrial Park Phase III, Unit 4 | G114913 | Captive | Aluminum | 150 | 2021 | cancelled | cancelled | cancelled | 0.91164 | 104.6505 | Global Aluminium International; Press Metal Aluminium Holdings Bhd; PT Mahkota Karya Utama | Riau | Riau
Nanshan Industrial Park Phase IV, Unit 1 | G114914 | Captive | Aluminum | 150 | 2021 | cancelled | cancelled | cancelled | 0.91164 | 104.6505 | Global Aluminium International; Press Metal Aluminium Holdings Bhd; PT Mahkota Karya Utama | Riau | Riau
Nanshan Industrial Park Phase IV, Unit 2 | G114915 | Captive | Aluminum | 150 | 2021 | cancelled | cancelled | cancelled | 0.91164 | 104.6505 | Global Aluminium International; Press Metal Aluminium Holdings Bhd; PT Mahkota Karya Utama | Riau | Riau
Nanshan Industrial Park Phase IV, Unit 3 | G114916 | Captive | Aluminum | 150 | 2021 | cancelled | cancelled | cancelled | 0.91164 | 104.6505 | Global Aluminium International; Press Metal Aluminium Holdings Bhd; PT Mahkota Karya Utama | Riau | Riau
Nanshan Industrial Park Phase IV, Unit 4 | G114917 | Captive | Aluminum | 150 | 2021 | cancelled | cancelled | cancelled | 0.91164 | 104.6505 | Global Aluminium International; Press Metal Aluminium Holdings Bhd; PT Mahkota Karya Utama | Riau | Riau
Nanshan Industrial Park Phase IV, Unit 5 | G114918 | Captive | Aluminum | 150 | 2021 | cancelled | cancelled | cancelled | 0.91164 | 104.6505 | Global Aluminium International; Press Metal Aluminium Holdings Bhd; PT Mahkota Karya Utama | Riau | Riau
Nanshan Industrial Park Phase IV, Unit 6 | G114919 | Captive | Aluminum | 150 | 2021 | cancelled | cancelled | cancelled | 0.91164 | 104.6505 | Global Aluminium International; Press Metal Aluminium Holdings Bhd; PT Mahkota Karya Utama | Riau | Riau
Nanshan Industrial Park Phase IV, Unit 7 | G114920 | Captive | Aluminum | 150 | 2021 | cancelled | cancelled | cancelled | 0.91164 | 104.6505 | Global Aluminium International; Press Metal Aluminium Holdings Bhd; PT Mahkota Karya Utama | Riau | Riau
Nanshan Industrial Park Phase IV, Unit 8 | G114921 | Captive | Aluminum | 150 | 2021 | cancelled | cancelled | cancelled | 0.91164 | 104.6505 | Global Aluminium International; Press Metal Aluminium Holdings Bhd; PT Mahkota Karya Utama | Riau | Riau
PT Tianshan Alumina power station | G100001018057 | Captive | Aluminum | 160 | 2026 | pre-permit | unknown | unknown | -0.55415 | 104.4297 | Tianshan Alumina PT | Riau | Riau
Andalas Cement | G114216 | Captive | Cement | 30 | 2007 | operating | operating | operating | 5.4535 | 95.2465 | PT Semen Indonesia | Aceh | Aceh
Cemindo Gemilang | G114188 | Captive | Cement | 60 | 2016 | operating | operating | operating | -6.9508 | 106.2502 | PT Cemindo Gemilang [100.0%] | Banten | Banten
Indarung Cement | G104834 | Captive | Cement | 100 | 0 | cancelled | cancelled | cancelled | -0.95006 | 100.4695 | PT Semen Indonesia | West Sumatra | Sumatra Barat
Kalimantan Cement Works Unit 1 | G105475 | Captive | Cement | 55 | 1998 | operating | operating | operating | -3.2729 | 116.1059 | HeidelbergCement AG [100.0%] | South Kalimantan | Kalimantan Tengah
Pati INTP | G114182 | Captive | Cement | 60 | 0 | cancelled | cancelled | cancelled | -6.7088 | 111.0201 | HeidelbergCement AG [100.0%] | Central Java | Jawa Tengah
Tonasa Cement Plant Phase V, Unit 1 | G110240 | Captive | Cement | 35 | 2013 | operating | operating | operating | -4.8167 | 119.5017 | PT Semen Indonesia | South Sulawesi | Sulawesi Selatan
Tonasa Cement Plant Phase V, Unit 2 | G110241 | Captive | Cement | 35 | 2013 | operating | operating | operating | -4.8167 | 119.5017 | PT Semen Indonesia | South Sulawesi | Sulawesi Selatan
Asahimas Chemical Unit 1 | G100367 | Captive | Chemicals | 150 | 2019 | operating | operating | operating | -6.0248 | 105.9426 | AGC Inc [52.5%]; Ableman Finance [18.0%]; Rodamas [18.0%]; Mitsubishi Corporation Energy Solutions [11.5%] | Banten | Banten
Asahimas Chemical Unit 2 | G112731 | Captive | Chemicals | 150 | 2019 | operating | operating | operating | -6.0248 | 105.9426 | AGC Inc [52.5%]; Ableman Finance [18.0%]; Rodamas [18.0%]; Mitsubishi Corporation Energy Solutions [11.5%] | Banten | Banten
Cilegon PTIP | G113842 | Captive | Chemicals | 40 | 2017 | operating | operating | operating | -6.0239 | 105.9501 | Indorama Ventures | Banten | Banten
Adaro East Kalimantan Unit 1 | G100037 | Captive | Coal mining - Power generation | 300 | 0 | cancelled | cancelled | cancelled | 0.1 | 116.4 | China Energy Investment Corp; PT Adaro Power | East Kalimantan | Kalimantan Timur
Adaro East Kalimantan Unit 2 | G100038 | Captive | Coal mining - Power generation | 300 | 0 | cancelled | cancelled | cancelled | 0.1 | 116.4 | China Energy Investment Corp; PT Adaro Power | East Kalimantan | Kalimantan Timur
Astratel Phase I | G100391 | Captive | Coal mining - Power generation | 100 | 0 | cancelled | cancelled | cancelled | -2.75 | 103.8333 | Astra International | 0 | 0
DSS Serang Unit 1 | G115073 | Captive | Coal mining - Power generation | 35 | 2016 | operating | operating | operating | -6.1254 | 106.2892 | PT Dian Swastatika Sentosa [100.0%] | Banten | Banten
DSS Serang Unit 2 | G115074 | Captive | Coal mining - Power generation | 35 | 2016 | operating | operating | operating | -6.1254 | 106.2892 | PT Dian Swastatika Sentosa [100.0%] | Banten | Banten
DSS Serang Unit 3 | G115075 | Captive | Coal mining - Power generation | 35 | 2016 | operating | operating | operating | -6.1254 | 106.2892 | PT Dian Swastatika Sentosa [100.0%] | Banten | Banten
DSS Serang Unit 4 | G115076 | Captive | Coal mining - Power generation | 70 | 2016 | operating | operating | operating | -6.1254 | 106.2892 | PT Dian Swastatika Sentosa [100.0%] | Banten | Banten
Jambi Tebo Unit 1 | G104953 | Captive | Coal mining - Power generation | 200 | 0 | cancelled | cancelled | cancelled | -1.39 | 102.42 | Korea Electric Power Corp [100.0%] | Jambi | Jambi
Jambi Tebo Unit 2 | G104954 | Captive | Coal mining - Power generation | 200 | 0 | cancelled | cancelled | cancelled | -1.39 | 102.42 | Korea Electric Power Corp [100.0%] | Jambi | Jambi
Mesuji Unit 1 | G106887 | Captive | Coal mining - Power generation | 350 | 0 | cancelled | cancelled | cancelled | -4.0128 | 105.463 | China Shenhua Energy [100.0%] | Lampung | Lampung
Mesuji Unit 2 | G106888 | Captive | Coal mining - Power generation | 350 | 0 | cancelled | cancelled | cancelled | -4.0128 | 105.463 | China Shenhua Energy [100.0%] | Lampung | Lampung
Pindo-Deli-Ii Unit 1 | G107980 | Captive | Coal mining - Power generation | 50 | 2007 | operating | operating | operating | -6.3855 | 107.3436 | PT Dian Swastatika Sentosa [100.0%] | West Java | Jawa Barat
Sinar Mas Jambi Unit 1 | G109402 | Captive | Coal mining - Power generation | 200 | 0 | cancelled | cancelled | cancelled | -1.61 | 101.91 | PT Dian Swastatika Sentosa [100.0%] | Jambi | Jambi
Sinar Mas Jambi Unit 2 | G109403 | Captive | Coal mining - Power generation | 200 | 0 | cancelled | cancelled | cancelled | -1.61 | 101.91 | PT Dian Swastatika Sentosa [100.0%] | Jambi | Jambi
Tabalong Wisesa Unit 1 | G109792 | Captive | Coal mining - Power generation | 30 | 2013 | operating | operating | operating | -2.1586 | 115.4459 | PT Adaro Power | South Kalimantan | Kalimantan Tengah
Tabalong Wisesa Unit 2 | G109793 | Captive | Coal mining - Power generation | 30 | 2013 | operating | operating | operating | -2.1586 | 115.4459 | PT Adaro Power | South Kalimantan | Kalimantan Tengah
Amamapare Port Unit 1 | G100142 | Captive | Gold - Copper | 65 | 1998 | operating | operating | operating | -4.8278 | 136.8391 | FreePort-McMoran Inc [85.7%] | Papua | Papua
Amamapare Port Unit 2 | G100143 | Captive | Gold - Copper | 65 | 1998 | operating | operating | operating | -4.8278 | 136.8391 | FreePort-McMoran Inc [85.7%] | Papua | Papua
Amamapare Port Unit 3 | G100144 | Captive | Gold - Copper | 65 | 1999 | operating | operating | operating | -4.8278 | 136.8391 | FreePort-McMoran Inc [85.7%] | Papua | Papua
Amman Mineral Unit 5 | G114260 | Captive | Gold - Copper | 150 | 0 | cancelled | cancelled | cancelled | -8.9012 | 116.7393 | Amman Mineral Nusa Tenggara [100.0%] | West Nusa Tenggara | Nusa Tenggara Barat
Amman Mineral Unit 6 | G114510 | Captive | Gold - Copper | 150 | 0 | cancelled | cancelled | cancelled | -8.9012 | 116.7393 | Amman Mineral Nusa Tenggara [100.0%] | West Nusa Tenggara | Nusa Tenggara Barat
Batu Hijau Unit 1 | G100662 | Captive | Gold - Copper | 31 | 1999 | operating | operating | operating | -8.9012 | 116.7382 | Newmont Corp | West Nusa Tenggara | Nusa Tenggara Barat
Batu Hijau Unit 2 | G100663 | Captive | Gold - Copper | 31 | 1999 | operating | operating | operating | -8.9012 | 116.7382 | Newmont Corp | West Nusa Tenggara | Nusa Tenggara Barat
Batu Hijau Unit 3 | G100664 | Captive | Gold - Copper | 31 | 1999 | operating | operating | operating | -8.9012 | 116.7382 | Newmont Corp | West Nusa Tenggara | Nusa Tenggara Barat
Batu Hijau Unit 4 | G100665 | Captive | Gold - Copper | 31 | 1999 | operating | operating | operating | -8.9012 | 116.7382 | Newmont Corp | West Nusa Tenggara | Nusa Tenggara Barat
Gresik AKR Unit 1 | G103134 | Captive | Industrial park | 330 | 0 | cancelled | cancelled | cancelled | -7.159 | 112.642 | AKR Corp | East Java | Jawa Timur
Gresik AKR Unit 2 | G103135 | Captive | Industrial park | 330 | 0 | cancelled | cancelled | cancelled | -7.159 | 112.642 | AKR Corp | East Java | Jawa Timur
Jababeka KIP | G104935 | Captive | Industrial park | 660 | 0 | cancelled | cancelled | cancelled | -6.8958 | 110.2403 | Jababeka; Sembcorp Industries Ltd | Central Java | Jawa Tengah
KIPI Bika Global | G114924 | Captive | Industrial park | 200 | 0 | cancelled | shelved | shelved | 0.81595 | 117.9308 | PT Binakarya Jaya Abadi | East Kalimantan | Kalimantan Timur
KIPI Unit 1 | G114816 | Captive | Industrial park | 200 | 2024 | cancelled | shelved | shelved | 0.81595 | 117.9308 | Park Joung In [100.0%] | East Kalimantan | Kalimantan Timur
KIPI Unit 2 | G114817 | Captive | Industrial park | 200 | 2024 | cancelled | shelved | shelved | 0.81595 | 117.9308 | Park Joung In [100.0%] | East Kalimantan | Kalimantan Timur
PT IHIP Unit 1 | G100001000642 | Captive | Industrial park | 117 | 2024 | construction | construction | construction | -2.2875 | 121.772 | PT Baoshuo Taman Industry Investment Group | Central Sulawesi | Sulawesi Tengah
PT IHIP Unit 2 | G100001000643 | Captive | Industrial park | 117 | 2024 | construction | construction | construction | -2.2875 | 121.772 | PT Baoshuo Taman Industry Investment Group | Central Sulawesi | Sulawesi Tengah
PT IHIP Unit 3 | G100001000644 | Captive | Industrial park | 116 | 2024 | construction | construction | construction | -2.2875 | 121.772 | PT Baoshuo Taman Industry Investment Group | Central Sulawesi | Sulawesi Tengah
Xinyi Group captive | G100001000232 | Captive | Industrial park | 2500 | 2026 | announced | announced | announced | 0.86008 | 104.1801 | Xinyi Glass Holdings | Riau | Riau
Kulon Progo | G114178 | Captive | Iron | 100 | 0 | cancelled | cancelled | cancelled | -7.8139 | 110.175 | Indomie | Central Java | Jawa Tengah
Medan Steel Mill Power Plant Unit 1 | G113840 | Captive | Iron | 30 | 2017 | operating | operating | operating | 3.6676 | 98.6654 | Nanjing Iron and Steel Co Ltd; PT Gunung Gahapi | North Sumatra | Sumatra Utara
Medan Steel Mill Power Plant Unit 2 | G113841 | Captive | Iron | 30 | 2017 | operating | operating | operating | 3.6676 | 98.6654 | Nanjing Iron and Steel Co Ltd; PT Gunung Gahapi | North Sumatra | Sumatra Utara
Delong Nickel Phase I Unit 1 | G114341 | Captive | Nickel | 30 | 2018 | operating | operating | operating | -3.9075 | 122.4193 | Jiangsu Delong Nickel Industry Co Ltd | South Sulawesi | Sulawesi Selatan
Delong Nickel Phase I Unit 2 | G114342 | Captive | Nickel | 30 | 2018 | operating | operating | operating | -3.9075 | 122.4193 | Jiangsu Delong Nickel Industry Co Ltd | South Sulawesi | Sulawesi Selatan
Delong Nickel Phase I Unit 3 | G114343 | Captive | Nickel | 50 | 2019 | operating | operating | operating | -3.9075 | 122.4193 | Jiangsu Delong Nickel Industry Co Ltd | South Sulawesi | Sulawesi Selatan
Delong Nickel Phase I Unit 4 | G114344 | Captive | Nickel | 50 | 2019 | operating | operating | operating | -3.9075 | 122.4193 | Jiangsu Delong Nickel Industry Co Ltd | South Sulawesi | Sulawesi Selatan
Delong Nickel Phase I Unit 5 | G114345 | Captive | Nickel | 60 | 2019 | operating | operating | operating | -3.9075 | 122.4193 | Jiangsu Delong Nickel Industry Co Ltd | South Sulawesi | Sulawesi Selatan
Delong Nickel Phase I Unit 6 | G114346 | Captive | Nickel | 60 | 2019 | operating | operating | operating | -3.9075 | 122.4193 | Jiangsu Delong Nickel Industry Co Ltd | South Sulawesi | Sulawesi Selatan
Delong Nickel Phase I Unit 7 | G114347 | Captive | Nickel | 125 | 2018 | operating | operating | operating | -3.9075 | 122.4193 | Jiangsu Delong Nickel Industry Co Ltd | South Sulawesi | Sulawesi Selatan
Delong Nickel Phase I Unit 8 | G114348 | Captive | Nickel | 125 | 2018 | operating | operating | operating | -3.9075 | 122.4193 | Jiangsu Delong Nickel Industry Co Ltd | South Sulawesi | Sulawesi Selatan
Delong Nickel Phase II Unit 01 | G114331 | Captive | Nickel | 135 | 2020 | operating | operating | operating | -3.8279 | 122.4683 | Xiamen Xiangyu Group Co Ltd [51.0%]; Jiangsu Delong Nickel Industry Co Ltd [49.0%] | Southeast Sulawesi | Sulawesi Tenggara
Delong Nickel Phase II Unit 02 | G114333 | Captive | Nickel | 135 | 2020 | operating | operating | operating | -3.8279 | 122.4683 | Xiamen Xiangyu Group Co Ltd [51.0%]; Jiangsu Delong Nickel Industry Co Ltd [49.0%] | Southeast Sulawesi | Sulawesi Tenggara
Delong Nickel Phase II Unit 03 | G114334 | Captive | Nickel | 135 | 2020 | operating | operating | operating | -3.8279 | 122.4683 | Xiamen Xiangyu Group Co Ltd [51.0%]; Jiangsu Delong Nickel Industry Co Ltd [49.0%] | Southeast Sulawesi | Sulawesi Tenggara
Delong Nickel Phase II Unit 04 | G114335 | Captive | Nickel | 135 | 2021 | operating | operating | operating | -3.8279 | 122.4683 | Xiamen Xiangyu Group Co Ltd [51.0%]; Jiangsu Delong Nickel Industry Co Ltd [49.0%] | Southeast Sulawesi | Sulawesi Tenggara
Delong Nickel Phase II Unit 05 | G114336 | Captive | Nickel | 135 | 2021 | operating | operating | operating | -3.8283 | 122.4662 | Xiamen Xiangyu Group Co Ltd [51.0%]; Jiangsu Delong Nickel Industry Co Ltd [49.0%] | Southeast Sulawesi | Sulawesi Tenggara
Delong Nickel Phase II Unit 06 | G114337 | Captive | Nickel | 135 | 2021 | operating | operating | operating | -3.8283 | 122.4662 | Xiamen Xiangyu Group Co Ltd [51.0%]; Jiangsu Delong Nickel Industry Co Ltd [49.0%] | Southeast Sulawesi | Sulawesi Tenggara
Delong Nickel Phase II Unit 07 | G114338 | Captive | Nickel | 135 | 2021 | operating | operating | operating | -3.8283 | 122.4662 | Xiamen Xiangyu Group Co Ltd [51.0%]; Jiangsu Delong Nickel Industry Co Ltd [49.0%] | Southeast Sulawesi | Sulawesi Tenggara
Delong Nickel Phase II Unit 08 | G114339 | Captive | Nickel | 135 | 2021 | operating | operating | operating | -3.8283 | 122.4662 | Xiamen Xiangyu Group Co Ltd [51.0%]; Jiangsu Delong Nickel Industry Co Ltd [49.0%] | Southeast Sulawesi | Sulawesi Tenggara
Delong Nickel Phase II Unit 09 | G114340 | Captive | Nickel | 380 | 2022 | operating | operating | operating | -3.8275 | 122.4628 | Xiamen Xiangyu Group Co Ltd [51.0%]; Jiangsu Delong Nickel Industry Co Ltd [49.0%] | Southeast Sulawesi | Sulawesi Tenggara
Delong Nickel Phase II Unit 10 | G114332 | Captive | Nickel | 380 | 2021 | operating | operating | operating | -3.8275 | 122.4628 | Xiamen Xiangyu Group Co Ltd [51.0%]; Jiangsu Delong Nickel Industry Co Ltd [49.0%] | Southeast Sulawesi | Sulawesi Tenggara
Delong Nickel Phase II Unit 11 | G115354 | Captive | Nickel | 380 | 0 | cancelled | cancelled | cancelled | -3.8275 | 122.4628 | Xiamen Xiangyu Group Co Ltd [51.0%]; Jiangsu Delong Nickel Industry Co Ltd [49.0%] | Southeast Sulawesi | Sulawesi Tenggara
Delong Nickel Phase III Unit 01 | G115105 | Captive | Nickel | 135 | 2021 | operating | operating | operating | -2.0047 | 121.4381 | Jiangsu Delong Nickel Industry Co Ltd | Central Sulawesi | Sulawesi Tengah
Delong Nickel Phase III Unit 02 | G115106 | Captive | Nickel | 135 | 2023 | operating | operating | operating | -2.0047 | 121.4381 | Jiangsu Delong Nickel Industry Co Ltd | Central Sulawesi | Sulawesi Tengah
Delong Nickel Phase III Unit 03 | G115107 | Captive | Nickel | 135 | 2023 | operating | operating | operating | -2.0047 | 121.4381 | Jiangsu Delong Nickel Industry Co Ltd | Central Sulawesi | Sulawesi Tengah
Delong Nickel Phase III Unit 04 | G115108 | Captive | Nickel | 135 | 2023 | operating | operating | operating | -2.0047 | 121.4381 | Jiangsu Delong Nickel Industry Co Ltd | Central Sulawesi | Sulawesi Tengah
Delong Nickel Phase III Unit 05 | G115109 | Captive | Nickel | 135 | 2023 | operating | operating | operating | -2.0047 | 121.4381 | Jiangsu Delong Nickel Industry Co Ltd | Central Sulawesi | Sulawesi Tengah
Delong Nickel Phase III Unit 06 | G115110 | Captive | Nickel | 135 | 2023 | operating | operating | operating | -2.0047 | 121.4381 | Jiangsu Delong Nickel Industry Co Ltd | Central Sulawesi | Sulawesi Tengah
Delong Nickel Phase III Unit 07 | G115111 | Captive | Nickel | 135 | 2023 | operating | operating | operating | -2.0047 | 121.4381 | Jiangsu Delong Nickel Industry Co Ltd | Central Sulawesi | Sulawesi Tengah
Delong Nickel Phase III Unit 08 | G115349 | Captive | Nickel | 150 | 0 | construction | construction | construction | -2.0166 | 121.4307 | Jiangsu Delong Nickel Industry Co Ltd | Central Sulawesi | Sulawesi Tengah
Delong Nickel Phase III Unit 09 | G115350 | Captive | Nickel | 300 | 0 | construction | construction | construction | -2.0143 | 121.4297 | Jiangsu Delong Nickel Industry Co Ltd | Central Sulawesi | Sulawesi Tengah
Delong Nickel Phase III Unit 10 | G115351 | Captive | Nickel | 300 | 0 | construction | construction | construction | -2.0143 | 121.4297 | Jiangsu Delong Nickel Industry Co Ltd | Central Sulawesi | Sulawesi Tengah
Delong Nickel Phase III Unit 11 | G115352 | Captive | Nickel | 300 | 0 | construction | construction | construction | -2.0143 | 121.4297 | Jiangsu Delong Nickel Industry Co Ltd | Central Sulawesi | Sulawesi Tengah
Delong Nickel Phase III Unit 12 | G115353 | Captive | Nickel | 300 | 0 | construction | construction | construction | -2.0143 | 121.4297 | Jiangsu Delong Nickel Industry Co Ltd | Central Sulawesi | Sulawesi Tengah
East Halmahera Unit 1 | G113973 | Captive | Nickel | 45 | 2023 | cancelled | cancelled | cancelled | 0.83251 | 128.2853 | PT Tambang Batubara Bukit Asam [100.0%] | North Maluku | Maluku Utara
East Halmahera Unit 2 | G113974 | Captive | Nickel | 45 | 2023 | cancelled | cancelled | cancelled | 0.83251 | 128.2853 | PT Tambang Batubara Bukit Asam [100.0%] | North Maluku | Maluku Utara
East Halmahera Unit 3 | G114210 | Captive | Nickel | 60 | 0 | cancelled | cancelled | cancelled | 0.83251 | 128.2853 | PT Tambang Batubara Bukit Asam [100.0%] | North Maluku | Maluku Utara
Jinchuan Group WP&RKA Unit 2 | G114326 | Captive | Nickel | 50 | 2019 | operating | operating | operating | -1.5661 | 127.4159 | China Development Bank Corp; Gansu Provincial State-owned Assets Investment Group Co Ltd; Jinchuan Group Co Ltd; other | Maluku | Maluku
Jinchuan Group WP&RKA Unit 3 | G114327 | Captive | Nickel | 50 | 2019 | operating | operating | operating | -1.5661 | 127.4159 | China Development Bank Corp; Gansu Provincial State-owned Assets Investment Group Co Ltd; Jinchuan Group Co Ltd; other | Maluku | Maluku
Jinchuan Group WP&RKA Unit 3 | G114328 | Captive | Nickel | 50 | 2019 | operating | operating | operating | -1.5661 | 127.4159 | China Development Bank Corp; Gansu Provincial State-owned Assets Investment Group Co Ltd; Jinchuan Group Co Ltd; other | Maluku | Maluku
MSP Pulau Obi Unit 1 | G114318 | Captive | Nickel | 38 | 2017 | operating | operating | operating | -1.5305 | 127.419 | Xinxing Qiyun Investment Holdings Co Ltd [40.0%]; PT Trimegah Bangun Persada [30.0%]; Harita Group [20.0%]; PT Gane Permai Sentosa [10.0%] | Maluku | Maluku
MSP Pulau Obi Unit 2 | G114319 | Captive | Nickel | 38 | 2017 | operating | operating | operating | -1.5305 | 127.419 | Xinxing Qiyun Investment Holdings Co Ltd [40.0%]; PT Trimegah Bangun Persada [30.0%]; Harita Group [20.0%]; PT Gane Permai Sentosa [10.0%] | Maluku | Maluku
MSP Pulau Obi Unit 3 | G114320 | Captive | Nickel | 38 | 2017 | operating | operating | operating | -1.5305 | 127.419 | Xinxing Qiyun Investment Holdings Co Ltd [40.0%]; PT Trimegah Bangun Persada [30.0%]; Harita Group [20.0%]; PT Gane Permai Sentosa [10.0%] | Maluku | Maluku
Pomalaa Nickel Unit S1 | G108075 | Captive | Nickel | 30 | 2016 | operating | operating | operating | -4.1799 | 121.5929 | PT Aneka Tambang [100.0%] | Southeast Sulawesi | Sulawesi Tenggara
Pomalaa Nickel Unit S2 | G108076 | Captive | Nickel | 30 | 2016 | operating | operating | operating | -4.1799 | 121.5929 | PT Aneka Tambang [100.0%] | Southeast Sulawesi | Sulawesi Tenggara
PT Halmahera Persada Lygend Nickel Smelter Phase I, Unit 1 | G115126 | Captive | Nickel | 30 | 2020 | operating | operating | operating | -1.5361 | 127.416 | Harita Group [63.1%]; Ningbo Lygend [36.9%] | Maluku | Maluku
PT Halmahera Persada Lygend Nickel Smelter Phase I, Unit 2 | G115127 | Captive | Nickel | 30 | 2021 | operating | operating | operating | -1.5361 | 127.416 | Harita Group [63.1%]; Ningbo Lygend [36.9%] | Maluku | Maluku
PT Halmahera Persada Lygend Nickel Smelter Phase I, Unit 3 | G115359 | Captive | Nickel | 60 | 2025 | construction | construction | construction | -1.5361 | 127.416 | Harita Group [63.1%]; Ningbo Lygend [36.9%] | Maluku | Maluku
PT Halmahera Persada Lygend Nickel Smelter Phase II, Unit 1 | G115067 | Captive | Nickel | 150 | 2025 | construction | construction | construction | -1.5614 | 127.421 | Harita Group [63.1%]; Ningbo Lygend [36.9%] | Maluku | Maluku
PT Halmahera Persada Lygend Nickel Smelter Phase II, Unit 2 | G115068 | Captive | Nickel | 150 | 2022 | operating | operating | operating | -1.5614 | 127.421 | Harita Group [63.1%]; Ningbo Lygend [36.9%] | Maluku | Maluku
PT Halmahera Persada Lygend Nickel Smelter Phase II, Unit 3 | G115069 | Captive | Nickel | 150 | 2023 | operating | operating | operating | -1.5614 | 127.421 | Harita Group [63.1%]; Ningbo Lygend [36.9%] | Maluku | Maluku
PT Halmahera Persada Lygend Nickel Smelter Phase II, Unit 4 | G115070 | Captive | Nickel | 150 | 2025 | construction | construction | construction | -1.5614 | 127.421 | Harita Group [63.1%]; Ningbo Lygend [36.9%] | Maluku | Maluku
PT Halmahera Persada Lygend Nickel Smelter Phase III, Unit 5 | G115355 | Captive | Nickel | 380 | 2025 | construction | pre-permit | pre-permit | -1.5614 | 127.421 | Harita Group [63.1%]; Ningbo Lygend [36.9%] | Maluku | Maluku
PT Halmahera Persada Lygend Nickel Smelter Phase III, Unit 6 | G115356 | Captive | Nickel | 380 | 2025 | construction | pre-permit | pre-permit | -1.5614 | 127.421 | Harita Group [63.1%]; Ningbo Lygend [36.9%] | Maluku | Maluku
PT Halmahera Persada Lygend Nickel Smelter Phase III, Unit 7 | G115357 | Captive | Nickel | 380 | 2025 | construction | pre-permit | pre-permit | -1.5614 | 127.421 | Harita Group [63.1%]; Ningbo Lygend [36.9%] | Maluku | Maluku
PT Halmahera Persada Lygend Nickel Smelter Phase III, Unit 8 | G115358 | Captive | Nickel | 380 | 2026 | pre-permit | pre-permit | pre-permit | -1.5614 | 127.421 | Harita Group [63.1%]; Ningbo Lygend [36.9%] | Maluku | Maluku
Qingdao Zhongsheng captive Unit 1 | G114329 | Captive | Nickel | 65 | 2022 | operating | operating | operating | -3.0404 | 122.2616 | Qingdao Urban Construction Investment (Group) Co Ltd; Qingdao Xiyuan Holdings Co Ltd; Shandong Taishan Steel Group Co Ltd | Central Sulawesi | Sulawesi Tengah
Qingdao Zhongsheng captive Unit 2 | G114330 | Captive | Nickel | 65 | 2022 | operating | operating | operating | -3.0404 | 122.2616 | Qingdao Urban Construction Investment (Group) Co Ltd; Qingdao Xiyuan Holdings Co Ltd; Shandong Taishan Steel Group Co Ltd | Central Sulawesi | Sulawesi Tengah
Qingdao Zhongsheng captive Unit 3 | G115119 | Captive | Nickel | 65 | 0 | cancelled | cancelled | cancelled | -3.0404 | 122.2616 | Qingdao Urban Construction Investment (Group) Co Ltd; Qingdao Xiyuan Holdings Co Ltd; Shandong Taishan Steel Group Co Ltd | Central Sulawesi | Sulawesi Tengah
Qingdao Zhongsheng captive Unit 4 | G115120 | Captive | Nickel | 65 | 0 | cancelled | cancelled | cancelled | -3.0404 | 122.2616 | Qingdao Urban Construction Investment (Group) Co Ltd; Qingdao Xiyuan Holdings Co Ltd; Shandong Taishan Steel Group Co Ltd | Central Sulawesi | Sulawesi Tengah
Qingdao Zhongsheng captive Unit 5 | G115121 | Captive | Nickel | 65 | 0 | cancelled | cancelled | cancelled | -3.0404 | 122.2616 | Qingdao Urban Construction Investment (Group) Co Ltd; Qingdao Xiyuan Holdings Co Ltd; Shandong Taishan Steel Group Co Ltd | Central Sulawesi | Sulawesi Tengah
Qingdao Zhongsheng captive Unit 6 | G115122 | Captive | Nickel | 65 | 0 | cancelled | cancelled | cancelled | -3.0404 | 122.2616 | Qingdao Urban Construction Investment (Group) Co Ltd; Qingdao Xiyuan Holdings Co Ltd; Shandong Taishan Steel Group Co Ltd | Central Sulawesi | Sulawesi Tengah
Sulawesi Labota Unit 1 | G115259 | Captive | Nickel | 350 | 0 | construction | construction | construction | -2.8679 | 122.1771 | Walsin Lihwa | Central Sulawesi | Sulawesi Tengah
Sulawesi Labota Unit 2 | G115260 | Captive | Nickel | 350 | 0 | construction | construction | construction | -2.8679 | 122.1771 | Eternal Tsingshan Group | Central Sulawesi | Sulawesi Tengah
Sulawesi Labota Unit 3 | G115261 | Captive | Nickel | 380 | 0 | construction | construction | construction | -2.8679 | 122.1771 | Eternal Tsingshan Group; Huafeng Group | Central Sulawesi | Sulawesi Tengah
Sulawesi Labota Unit 4 | G115123 | Captive | Nickel | 380 | 2023 | operating | operating | operating | -2.869 | 122.1719 | Indonesia Wanjia Ferro Nickel [100.0%] | Central Sulawesi | Sulawesi Tengah
Sulawesi Labota Unit 5 | G115124 | Captive | Nickel | 380 | 2023 | operating | operating | operating | -2.869 | 122.1719 | Indonesia Zhaohui Ferro Nickel [100.0%] | Central Sulawesi | Sulawesi Tengah
Sulawesi Labota Unit 6 | G115125 | Captive | Nickel | 380 | 2023 | operating | construction | construction | -2.869 | 122.1719 | Dingxin Group [55.0%]; PT Bintang Delapan Group [45.0%] | Central Sulawesi | Sulawesi Tengah
Sulawesi Labota Unit 7 | G115360 | Captive | Nickel | 380 | 2023 | operating | operating | operating | -2.8688 | 122.1693 | Dingxin Group [55.0%]; PT Bintang Delapan Group [45.0%] | Central Sulawesi | Sulawesi Tengah
Sulawesi Labota Unit 8 | G115361 | Captive | Nickel | 380 | 2024 | operating | construction | construction | -2.8688 | 122.1693 | Dingxin Group [55.0%]; PT Bintang Delapan Group [45.0%] | Central Sulawesi | Sulawesi Tengah
Sulawesi Labota Unit 9 | G115362 | Captive | Nickel | 380 | 2024 | construction | construction | construction | -2.8688 | 122.1693 | Dingxin Group [55.0%]; PT Bintang Delapan Group [45.0%] | Central Sulawesi | Sulawesi Tengah
Sulawesi Mining Phase I Unit 1 | G109663 | Captive | Nickel | 65 | 2015 | operating | operating | operating | -2.8256 | 122.1554 | Dingxin Group [55.0%]; PT Bintang Delapan Group [45.0%] | Central Sulawesi | Sulawesi Tengah
Sulawesi Mining Phase I Unit 2 | G109664 | Captive | Nickel | 65 | 2015 | operating | operating | operating | -2.8256 | 122.1554 | Dingxin Group [55.0%]; PT Bintang Delapan Group [45.0%] | Central Sulawesi | Sulawesi Tengah
Sulawesi Mining Phase II Unit 1 | G109665 | Captive | Nickel | 150 | 2016 | operating | operating | operating | -2.8274 | 122.1553 | Guangdong Guangxin Holdings Group | Central Sulawesi | Sulawesi Tengah
Sulawesi Mining Phase II Unit 2 | G109666 | Captive | Nickel | 150 | 2020 | operating | operating | operating | -2.8274 | 122.1553 | Guangdong Guangxin Holdings Group | Central Sulawesi | Sulawesi Tengah
Sulawesi Mining Phase III Unit 1 | G109667 | Captive | Nickel | 350 | 2017 | operating | operating | operating | -2.8295 | 122.1551 | Eternal Tsingshan Group | Central Sulawesi | Sulawesi Tengah
Sulawesi Mining Phase III Unit 2 | G113217 | Captive | Nickel | 350 | 2017 | operating | operating | operating | -2.8295 | 122.1551 | Eternal Tsingshan Group | Central Sulawesi | Sulawesi Tengah
Sulawesi Mining Phase IV Unit 1 | G114323 | Captive | Nickel | 350 | 2019 | operating | operating | operating | -2.8274 | 122.1553 | Eternal Tsingshan Group | Central Sulawesi | Sulawesi Tengah
Sulawesi Mining Phase IV Unit 2 | G114324 | Captive | Nickel | 350 | 2019 | operating | operating | operating | -2.8274 | 122.1553 | Eternal Tsingshan Group | Central Sulawesi | Sulawesi Tengah
Sulawesi Mining Unit 9 | G115363 | Captive | Nickel | 250 | 2020 | operating | operating | operating | -2.8274 | 122.1553 | Eternal Tsingshan Group | Central Sulawesi | Sulawesi Tengah
Wanxiang Nickel Indonesia Unit 1 | G115128 | Captive | Nickel | 65 | 2022 | operating | operating | operating | -2.731 | 122.0306 | PT Wanxiang Steel Indonesia [100.0%] | Central Sulawesi | Sulawesi Tengah
Wanxiang Nickel Indonesia Unit 2 | G115129 | Captive | Nickel | 65 | 2022 | operating | operating | operating | -2.731 | 122.0306 | PT Wanxiang Steel Indonesia [100.0%] | Central Sulawesi | Sulawesi Tengah
Weda Bay Unit 1 | G114314 | Captive | Nickel | 250 | 2020 | operating | operating | operating | 0.47889 | 127.9842 | Tsingshan Holding Group Co Ltd | North Maluku | Maluku Utara
Weda Bay Unit 10 | G115272 | Captive | Nickel | 380 | 2023 | operating | operating | operating | 0.47616 | 128.0081 | Tsingshan Holding Group Co Ltd | North Maluku | Maluku Utara
Weda Bay Unit 11 | G115273 | Captive | Nickel | 380 | 2023 | operating | operating | operating | 0.47616 | 128.0081 | Tsingshan Holding Group Co Ltd | North Maluku | Maluku Utara
Weda Bay Unit 12 | G115364 | Captive | Nickel | 380 | 2024 | construction | construction | construction | 0.47616 | 128.0081 | Tsingshan Holding Group Co Ltd | North Maluku | Maluku Utara
Weda Bay Unit 13 | G100001000640 | Captive | Nickel | 380 | 2024 | construction | construction | construction | 0.47616 | 128.0081 | Tsingshan Holding Group Co Ltd | North Maluku | Maluku Utara
Weda Bay Unit 14 | G100001000641 | Captive | Nickel | 380 | 2024 | construction | construction | construction | 0.47616 | 128.0081 | Tsingshan Holding Group Co Ltd | North Maluku | Maluku Utara
Weda Bay Unit 2 | G114315 | Captive | Nickel | 250 | 2020 | operating | operating | operating | 0.47889 | 127.9842 | Huakai Investment Co Ltd; other; Tongxiang Wushi Trading Co Ltd; Tsingshan Holding Group Co Ltd; Zhejiang Huajun Investment Co Ltd; Zhenshi Holding Group Co Ltd | North Maluku | Maluku Utara
Weda Bay Unit 3 | G114316 | Captive | Nickel | 250 | 2021 | operating | operating | operating | 0.47889 | 127.9842 | Tsingshan Holding Group Co Ltd | North Maluku | Maluku Utara
Weda Bay Unit 4 | G114317 | Captive | Nickel | 250 | 2021 | operating | operating | operating | 0.47889 | 127.9842 | Metallurgical Corporation of China Ltd; Tsingshan Holding Group Co Ltd | North Maluku | Maluku Utara
Weda Bay Unit 5 | G115268 | Captive | Nickel | 250 | 2022 | operating | operating | operating | 0.47889 | 127.9842 | Tsingshan Holding Group Co Ltd; Zhejiang Huayou Cobalt Co | North Maluku | Maluku Utara
Weda Bay Unit 6 | G115269 | Captive | Nickel | 250 | 2022 | operating | operating | operating | 0.47889 | 127.9842 | Zhejiang Huayou Cobalt Co [70.0%]; Tsingshan Holding Group Co Ltd [30.0%] | North Maluku | Maluku Utara
Weda Bay Unit 7 | G115270 | Captive | Nickel | 380 | 2022 | operating | operating | operating | 0.47889 | 127.9842 | Tsingshan Holding Group Co Ltd; Walsin Lihwa | North Maluku | Maluku Utara
Weda Bay Unit 8 | G115271 | Captive | Nickel | 380 | 2022 | operating | operating | operating | 0.47889 | 127.9842 | Nickel Industries Ltd [80.0%] | North Maluku | Maluku Utara
Weda Bay Unit 9 | G114896 | Captive | Nickel | 380 | 2023 | operating | operating | operating | 0.47889 | 127.9842 | Nickel Industries Ltd [80.0%] | North Maluku | Maluku Utara
Xinxing Ductile Iron Pipes Co Captive Unit 1 | G114318 | Captive | Nickel | 38 | 2017 | operating | operating | operating | -1.5305 | 127.419 | Xinxing Qiyun Investment Holdings Co Ltd [40.0%]; PT Trimegah Bangun Persada [30.0%]; Harita Group [20.0%]; PT Gane Permai Sentosa [10.0%] | Maluku | Maluku
Xinxing Ductile Iron Pipes Co Captive Unit 2 | G114319 | Captive | Nickel | 38 | 2017 | operating | operating | operating | -1.5305 | 127.419 | Xinxing Qiyun Investment Holdings Co Ltd [40.0%]; PT Trimegah Bangun Persada [30.0%]; Harita Group [20.0%]; PT Gane Permai Sentosa [10.0%] | Maluku | Maluku
Xinxing Ductile Iron Pipes Co Captive Unit 3 | G114320 | Captive | Nickel | 38 | 2017 | operating | operating | operating | -1.5305 | 127.419 | Xinxing Qiyun Investment Holdings Co Ltd [40.0%]; PT Trimegah Bangun Persada [30.0%]; Harita Group [20.0%]; PT Gane Permai Sentosa [10.0%] | Maluku | Maluku
Xinxing Ductile Iron Pipes Co Captive Unit 4 | G114321 | Captive | Nickel | 65 | 0 | cancelled | cancelled | cancelled | -1.5305 | 127.419 | Xinxing Qiyun Investment Holdings Co Ltd [40.0%]; PT Trimegah Bangun Persada [30.0%]; Harita Group [20.0%]; PT Gane Permai Sentosa [10.0%] | Maluku | Maluku
Xinxing Ductile Iron Pipes Co Captive Unit 5 | G114322 | Captive | Nickel | 65 | 0 | cancelled | cancelled | cancelled | -1.5305 | 127.419 | Xinxing Qiyun Investment Holdings Co Ltd [40.0%]; PT Trimegah Bangun Persada [30.0%]; Harita Group [20.0%]; PT Gane Permai Sentosa [10.0%] | Maluku | Maluku
Merak Unit 1 | G106864 | Captive | Oil and gas | 60 | 2014 | operating | operating | operating | -5.884 | 106.0642 | Merak Energi | Banten | Banten
Merak Unit 2 | G106865 | Captive | Oil and gas | 60 | 2014 | operating | operating | operating | -5.884 | 106.0642 | Merak Energi | Banten | Banten
FAJAR Unit 1 | G115737 | Captive | Pulp and paper | 55 | 2017 | operating | operating | operating | -6.2726 | 107.124 | PT Fajar Surya Wisesa [100.0%] | West Java | Jawa Barat
Perawang Mill Unit 04 | G107928 | Captive | Pulp and paper | 35 | 2009 | operating | operating | operating | 0.68932 | 101.6191 | Sinar Mas Group | Riau | Riau
Perawang Mill Unit 06 | G107929 | Captive | Pulp and paper | 90 | 2000 | operating | operating | operating | 0.68932 | 101.6191 | Sinar Mas Group | Riau | Riau
Perawang Mill Unit 07 | G107930 | Captive | Pulp and paper | 90 | 2000 | operating | operating | operating | 0.68932 | 101.6191 | Sinar Mas Group | Riau | Riau
Perawang Mill Unit 08 | G107931 | Captive | Pulp and paper | 90 | 2000 | operating | operating | operating | 0.68932 | 101.6191 | Sinar Mas Group | Riau | Riau
Perawang Mill Unit 09 | G107932 | Captive | Pulp and paper | 150 | 2014 | operating | operating | operating | 0.68932 | 101.6191 | Sinar Mas Group | Riau | Riau
Perawang Mill Unit 10 | G107926 | Captive | Pulp and paper | 150 | 2014 | operating | operating | operating | 0.68932 | 101.6191 | Sinar Mas Group | Riau | Riau
Perawang Mill Unit 11 | G107927 | Captive | Pulp and paper | 150 | 2014 | operating | operating | operating | 0.68932 | 101.6191 | Sinar Mas Group | Riau | Riau
Sinar Mas Jambi Lontar Unit 1 | G109399 | Captive | Pulp and paper | 37 | 1994 | operating | operating | operating | -1.0069 | 103.0821 | Sinar Mas Group | Jambi | Jambi
Sinar Mas Jambi Lontar Unit 2 | G109400 | Captive | Pulp and paper | 37 | 1994 | operating | operating | operating | -1.0069 | 103.0821 | Sinar Mas Group | Jambi | Jambi
Sinar Mas Jambi Lontar Unit 3 | G109401 | Captive | Pulp and paper | 37 | 1994 | operating | operating | operating | -1.0069 | 103.0821 | Sinar Mas Group | Jambi | Jambi
Sinar Mas Jambi Lontar Unit 4 | G114325 | Captive | Pulp and paper | 100 | 2017 | operating | operating | operating | -1.0069 | 103.0821 | Sinar Mas Group | Jambi | Jambi
Sinar Mas OKI Paper Mill Unit 1 | G109404 | Captive | Pulp and paper | 125 | 0 | cancelled | cancelled | cancelled | -2.758 | 105.434 | Sinar Mas Group | South Sumatra | Sumatra Selatan
Sinar Mas OKI Paper Mill Unit 2 | G109405 | Captive | Pulp and paper | 125 | 0 | cancelled | cancelled | cancelled | -2.758 | 105.434 | Sinar Mas Group | South Sumatra | Sumatra Selatan
Sinar Mas OKI Paper Mill Unit 3 | G109406 | Captive | Pulp and paper | 125 | 0 | cancelled | cancelled | cancelled | -2.758 | 105.434 | Sinar Mas Group | South Sumatra | Sumatra Selatan
Sinar Mas OKI Paper Mill Unit 4 | G109407 | Captive | Pulp and paper | 125 | 0 | cancelled | cancelled | cancelled | -2.758 | 105.434 | Sinar Mas Group | South Sumatra | Sumatra Selatan
Tjiwa Kimia Paper Mill Unit 1 | G114980 | Captive | Pulp and paper | 35 | 1992 | operating | operating | operating | -7.4368 | 112.4688 | Asia Pulp & Paper | East Java | Jawa Timur
Tjiwa Kimia Paper Mill Unit 2 | G114981 | Captive | Pulp and paper | 35 | 1993 | operating | operating | operating | -7.4368 | 112.4688 | Asia Pulp & Paper | East Java | Jawa Timur
Tjiwa Kimia Paper Mill Unit 3 | G114982 | Captive | Pulp and paper | 70 | 1996 | operating | operating | operating | -7.4368 | 112.4688 | Asia Pulp & Paper | East Java | Jawa Timur
Tjiwa Kimia Paper Mill Unit 4 | G114983 | Captive | Pulp and paper | 90 | 2015 | operating | operating | operating | -7.4368 | 112.4688 | Asia Pulp & Paper | East Java | Jawa Timur
Bandung Indosyntec Unit 1 | G100505 | Captive | Textile | 30 | 2004 | operating | operating | operating | -6.9705 | 107.6058 | Lucky Height Resources Ltd [27.8%]; Gold Gazelle Profits Corp [19.6%]; PT Panasia Synthetic Abadi [19.4%]; Ortega Management Ltd [10.0%]; Mercury Capital International Inc [9.7%]; Prime Invesco Ltd [9.5%] | West Java | Jawa Barat
Indo Bharat Rayon | G114215 | Captive | Textile | 36.6 | 2008 | operating | operating | operating | -6.4858 | 107.3852 | Aditya Birla Group | West Java | Jawa Barat
Purwakarta Indorama Unit 1 | G113843 | Captive | Textile | 30 | 2006 | operating | operating | operating | -6.5539 | 107.4137 | PT PLN (Persero) | West Java | Jawa Barat
Purwakarta Indorama Unit 2 | G113844 | Captive | Textile | 30 | 2006 | operating | operating | operating | -6.5539 | 107.4137 | PT PLN (Persero) | West Java | Jawa Barat
Timah South Sumatra Unit 1 | G110175 | Captive | Tin | 150 | 0 | cancelled | cancelled | cancelled | -3.5395 | 103.7548 | PT Timah [100.0%] | South Sumatra | Sumatra Selatan
Timah South Sumatra Unit 2 | G110176 | Captive | Tin | 150 | 0 | cancelled | cancelled | cancelled | -3.5395 | 103.7548 | PT Timah [100.0%] | South Sumatra | Sumatra Selatan
Bakrie Sangatta Unit 1 | G100455 | IPP |  | 100 | 0 | cancelled | cancelled | cancelled | 0.605 | 117.481 | Bakrie Group | East Kalimantan | Kalimantan Timur
Bakrie Sangatta Unit 2 | G100456 | IPP |  | 100 | 0 | cancelled | cancelled | cancelled | 0.605 | 117.481 | Bakrie Group | East Kalimantan | Kalimantan Timur
Bali | G113818 | IPP |  | 135 | 0 | cancelled | cancelled | cancelled | -8.4476 | 115.1222 | to be determined [100.0%] | Bali | Bali
Bangko Tengah Unit 3 | G100512 | IPP |  | 660 | 0 | cancelled | cancelled | cancelled | -3.734 | 103.759 | China Huadian Group Corp [55.0%]; PT Bukit Asam Tbk [45.0%] | South Sumatra | Sumatra Selatan
Bangko Tengah Unit 4 | G100513 | IPP |  | 660 | 0 | cancelled | cancelled | cancelled | -3.734 | 103.759 | China Huadian Group Corp [55.0%]; PT Bukit Asam Tbk [45.0%] | South Sumatra | Sumatra Selatan
Banjarsari Unit 1 | G100519 | IPP |  | 110 | 2015 | operating | operating | operating | -3.7251 | 103.6904 | PT Bukit Asam Tbk [59.8%]; PT PLN (Persero) [37.2%]; other unknown/mixed entity types [3.0%] | South Sumatra | Sumatra Selatan
Banjarsari Unit 2 | G100520 | IPP |  | 110 | 2015 | operating | operating | operating | -3.7251 | 103.6904 | PT Bukit Asam Tbk [59.8%]; PT PLN (Persero) [37.2%]; other unknown/mixed entity types [3.0%] | South Sumatra | Sumatra Selatan
Banten BSE Unit 1 | G114349 | IPP |  | 300 | 2023 | cancelled | cancelled | cancelled | -6.4858 | 106.0381 | BTN Power; PT Biidznillah Tambang Nusantara | Banten | Banten
Banten BSE Unit 2 | G114350 | IPP |  | 300 | 2023 | cancelled | cancelled | cancelled | -6.4858 | 106.0381 | BTN Power; PT Biidznillah Tambang Nusantara | Banten | Banten
Banten Serang Unit 2 | G113817 | IPP |  | 660 | 2025 | cancelled | cancelled | cancelled | -5.883 | 106.0459 | Genting Group | Banten | Banten
Banten Unit 1 / Banten Serang | G100536 | IPP |  | 660 | 2017 | operating | operating | operating | -5.883 | 106.0459 | Genting Group | Banten | Banten
Banyuasin Unit 1 | G100548 | IPP |  | 120 | 2021 | cancelled | cancelled | cancelled | -3.3479 | 103.9005 | Oceanwide Holdings Co Ltd [85.0%]; PT Satya Abadi Semesta [10.0%]; China Power International Development Co Ltd [5.0%] | South Sumatra | Sumatra Selatan
Banyuasin Unit 2 | G114171 | IPP |  | 120 | 2021 | cancelled | cancelled | cancelled | -3.3479 | 103.9005 | Oceanwide Holdings Co Ltd [85.0%]; PT Satya Abadi Semesta [10.0%]; China Power International Development Co Ltd [5.0%] | South Sumatra | Sumatra Selatan
Bau-Bau Unit 1 | G113822 | IPP |  | 30 | 2024 | cancelled | cancelled | cancelled | -5.4594 | 122.6059 | to be determined [100.0%] | Southeast Sulawesi | Sulawesi Tenggara
Bau-Bau Unit 2 | G113823 | IPP |  | 30 | 2028 | cancelled | cancelled | cancelled | -5.4594 | 122.6059 | to be determined [100.0%] | Southeast Sulawesi | Sulawesi Tenggara
Bengkulu Unit 1 | G100757 | IPP |  | 100 | 2020 | operating | operating | operating | -3.9123 | 102.2704 | Power Construction Corporation of China Ltd [70.0%]; PT Intraco Penta Tbk [30.0%] | Bengkulu | Bengkulu
Bengkulu Unit 2 | G112736 | IPP |  | 100 | 2020 | operating | operating | operating | -3.9123 | 102.2704 | Power Construction Corporation of China Ltd [70.0%]; PT Intraco Penta Tbk [30.0%] | Bengkulu | Bengkulu
Bojonegara Serang Unit 1 | G100988 | IPP |  | 375 | 0 | cancelled | cancelled | cancelled | -5.971 | 106.094 | PT Indika Energy [100.0%] | Banten | Banten
Bojonegara Serang Unit 2 | G100989 | IPP |  | 375 | 0 | cancelled | cancelled | cancelled | -5.971 | 106.094 | PT Indika Energy [100.0%] | Banten | Banten
BTN Dumai Unit 1 | G101077 | IPP |  | 150 | 0 | cancelled | cancelled | cancelled | 1.589 | 101.638 | BTN Power | Riau | Riau
BTN Dumai Unit 2 | G101078 | IPP |  | 150 | 0 | cancelled | cancelled | cancelled | 1.589 | 101.638 | BTN Power | Riau | Riau
BTN Dumai Unit 3 | G101079 | IPP |  | 150 | 0 | cancelled | cancelled | cancelled | 1.589 | 101.638 | BTN Power | Riau | Riau
BUMI Sangatta Unit 1 | G114814 | IPP |  | 200 | 0 | cancelled | cancelled | cancelled | 0.605 | 117.481 | PT Bumi Resources [100.0%] | East Kalimantan | Kalimantan Timur
BUMI Sangatta Unit 2 | G114815 | IPP |  | 200 | 0 | cancelled | cancelled | cancelled | 0.605 | 117.481 | PT Bumi Resources [100.0%] | East Kalimantan | Kalimantan Timur
Celukan Bawang Unit 1 | G101254 | IPP |  | 142 | 2015 | operating | operating | operating | -8.1963 | 114.8516 | PT General Energy Indonesia; PT Merryline International | Bali | Bali
Celukan Bawang Unit 2 | G101255 | IPP |  | 142 | 2015 | operating | operating | operating | -8.1963 | 114.8516 | PT General Energy Indonesia; PT Merryline International | Bali | Bali
Celukan Bawang Unit 3 | G101256 | IPP |  | 142 | 2015 | operating | operating | operating | -8.1963 | 114.8516 | PT General Energy Indonesia; PT Merryline International | Bali | Bali
Celukan Bawang Unit 4 | G101257 | IPP |  | 330 | 0 | cancelled | cancelled | cancelled | -8.1963 | 114.8516 | PT General Energy Indonesia; PT Merryline International | Bali | Bali
Celukan Bawang Unit 5 | G101258 | IPP |  | 330 | 0 | cancelled | cancelled | cancelled | -8.1963 | 114.8516 | PT General Energy Indonesia; PT Merryline International | Bali | Bali
Cilacap Unit 1 | G101586 | IPP |  | 300 | 2007 | operating | operating | operating | -7.6857 | 109.0898 | PT Sumberenergy Sakti Prima [51.0%]; PT Pembangkitan Jawa Bali [49.0%] | Central Java | Jawa Tengah
Cilacap Unit 1 | G101581 | IPP |  | 1000 | 2007 | cancelled | cancelled | cancelled | -7.684 | 109.131 | Siemens AG [50.0%]; YTL Corporation Bhd [20.0%]; PT Bumipertiwi Tatapradipta [15.0%] | Central Java | Jawa Tengah
Cilacap Unit 2 | G101587 | IPP |  | 300 | 2007 | operating | operating | operating | -7.6857 | 109.0898 | PT Sumberenergy Sakti Prima [51.0%]; PT Pembangkitan Jawa Bali [49.0%] | Central Java | Jawa Tengah
Cilacap Unit 2 | G101582 | IPP |  | 1000 | 2007 | cancelled | cancelled | cancelled | -7.684 | 109.131 | Siemens AG [50.0%]; YTL Corporation Bhd [20.0%]; PT Bumipertiwi Tatapradipta [15.0%] | Central Java | Jawa Tengah
Cilacap Unit 3 | G101588 | IPP |  | 660 | 2016 | operating | operating | operating | -7.6832 | 109.0964 | PT Sumberenergy Sakti Prima [51.0%]; PT Pembangkitan Jawa Bali [49.0%] | Central Java | Jawa Tengah
Cilacap Unit 3 | G101583 | IPP |  | 1000 | 2016 | cancelled | cancelled | cancelled | -7.684 | 109.131 | Siemens AG [50.0%]; YTL Corporation Bhd [20.0%]; PT Bumipertiwi Tatapradipta [15.0%] | Central Java | Jawa Tengah
Cilacap Unit 4 | G101584 | IPP |  | 1000 | 0 | cancelled | cancelled | cancelled | -7.684 | 109.131 | Siemens AG [50.0%]; YTL Corporation Bhd [20.0%]; PT Bumipertiwi Tatapradipta [15.0%] | Central Java | Jawa Tengah
Cilacap Unit 5 | G101585 | IPP |  | 1000 | 0 | cancelled | cancelled | cancelled | -7.684 | 109.131 | Siemens AG [50.0%]; YTL Corporation Bhd [20.0%]; PT Bumipertiwi Tatapradipta [15.0%] | Central Java | Jawa Tengah
Cirebon Unit 1 | G101590 | IPP |  | 660 | 2012 | operating | operating | operating | -6.7703 | 108.6149 | Marubeni Corp [32.5%]; Korea Electric Power Corp [27.5%]; PT Indika Energy Tbk [20.0%]; ST International Corp [20.0%] | West Java | Jawa Barat
Cirebon Unit 3 | G112733 | IPP |  | 1000 | 0 | cancelled | cancelled | cancelled | -6.7703 | 108.6149 | Marubeni Corp [32.5%]; Korea Electric Power Corp [27.5%]; PT Indika Energy Tbk [20.0%]; ST International Corp [20.0%] | West Java | Jawa Barat
Embalut Unit 1 | NA | IPP |  | 25 | 2008 | operating | operating | operating | -0.3731 | 117.0625 | Jawa Pos Group | East Kalimantan | Kalimantan Timur
Embalut Unit 2 | NA | IPP |  | 25 | 2008 | operating | operating | operating | -0.3731 | 117.0625 | Jawa Pos Group | East Kalimantan | Kalimantan Timur
Embalut Unit 3 | G102626 | IPP |  | 60 | 2014 | operating | operating | operating | -0.3731 | 117.0625 | Jawa Pos Group | East Kalimantan | Kalimantan Timur
I Skip | G114189 | IPP |  | 30 | 0 | cancelled | cancelled | cancelled | 3.3503 | 117.6018 | Olympic Group | North Kalimantan | Kalimantan Utara
Jambi-1 Unit 1 | G108038 | IPP |  | 300 | 2026 | shelved | shelved | permitted | -2.1375 | 102.9572 | PT PLN (Persero) [100.0%] | Jambi | Jambi
Jambi-1 Unit 2 | G113202 | IPP |  | 300 | 2026 | shelved | shelved | permitted | -2.1375 | 102.9572 | PT PLN (Persero) [100.0%] | Jambi | Jambi
Jambi-2 Unit 1 | G108039 | IPP |  | 350 | 2026 | shelved | shelved | pre-permit | -1.9284 | 103.1899 | China Huadian Group Corp [80.0%]; Nusantara Energy Ltd [15.0%]; PT Pembangunan Perumahan [5.0%] | Jambi | Jambi
Jambi-2 Unit 2 | G113203 | IPP |  | 350 | 2026 | shelved | shelved | pre-permit | -1.9284 | 103.1899 | China Huadian Group Corp [80.0%]; Nusantara Energy Ltd [15.0%]; PT Pembangunan Perumahan [5.0%] | Jambi | Jambi
Jawa Tengah Unit 1 | G101261 | IPP |  | 950 | 2022 | operating | operating | construction | -6.9008 | 109.8037 | J-POWER Co Ltd [34.0%]; PT Adaro Power [34.0%]; ITOCHU Corp [32.0%] | Central Java | Jawa Tengah
Jawa Tengah Unit 2 | G101262 | IPP |  | 950 | 2022 | operating | operating | construction | -6.9008 | 109.8037 | J-POWER Co Ltd [34.0%]; PT Adaro Power [34.0%]; ITOCHU Corp [32.0%] | Central Java | Jawa Tengah
Jawa-1 / Cirebon-2 | G101591 | IPP |  | 924 | 2022 | operating | operating | construction | -6.7703 | 108.6149 | Marubeni Corp [32.5%]; Korea Electric Power Corp [27.5%]; PT Indika Energy Tbk [20.0%]; ST International Corp [20.0%] | West Java | Jawa Barat
Jawa-10 | G113472 | IPP |  | 1000 | 2026 | construction | construction | construction | -5.8892 | 106.0336 | PT PLN (Persero) [51.0%]; PT Barito Pacific [49.0%] | Banten | Banten
Jawa-11 | G104976 | IPP |  | 600 | 2026 | cancelled | cancelled | cancelled | -7.26 | 110.66 | to be determined [100.0%] | 0 | 0
Jawa-12 Unit 1 | G104977 | IPP |  | 1000 | 2026 | cancelled | cancelled | cancelled | -7.26 | 110.66 | to be determined [100.0%] | 0 | 0
Jawa-12 Unit 2 | G104978 | IPP |  | 1000 | 2026 | cancelled | cancelled | cancelled | -7.26 | 110.66 | to be determined [100.0%] | 0 | 0
Jawa-13 | G104979 | IPP |  | 2000 | 2026 | cancelled | cancelled | cancelled | -7.26 | 110.66 | to be determined [100.0%] | 0 | 0
Jawa-3 Unit 1 | G109954 | IPP |  | 660 | 2025 | cancelled | cancelled | shelved | -6.7685 | 108.6452 | Bakrie Power; PT Tanjung Jati Power | West Java | Jawa Barat
Jawa-3 Unit 2 | G109955 | IPP |  | 660 | 2026 | cancelled | cancelled | shelved | -6.7685 | 108.6452 | Bakrie Power; PT Tanjung Jati Power | West Java | Jawa Barat
Jawa-4/Tanjung Jati B Unit 5 | G109958 | IPP |  | 1000 | 2022 | operating | operating | construction | -6.4465 | 110.7424 | Kansai Electric Power Co; PT United Tractors Tbk; Sumitomo Corp | Central Java | Jawa Tengah
Jawa-4/Tanjung Jati B Unit 6 | G109959 | IPP |  | 1000 | 2022 | operating | operating | construction | -6.4465 | 110.7424 | Kansai Electric Power Co; PT United Tractors Tbk; Sumitomo Corp | Central Java | Jawa Tengah
Jawa-7 Unit 1 | G104986 | IPP |  | 991 | 2019 | operating | operating | operating | -5.9917 | 106.1008 | China Shenhua Energy Co Ltd [70.0%]; PT PLN (Persero) [30.0%] | Banten | Banten
Jawa-7 Unit 2 | G104987 | IPP |  | 991 | 2020 | operating | operating | operating | -5.9917 | 106.1008 | China Shenhua Energy Co Ltd [70.0%]; PT PLN (Persero) [30.0%] | Banten | Banten
Jawa-8 | G101589 | IPP |  | 1000 | 2019 | operating | operating | operating | -7.6832 | 109.0964 | PT Sumberenergy Sakti Prima [51.0%]; PT Pembangkitan Jawa Bali [49.0%] | Central Java | Jawa Tengah
Jawa-9 | G100538 | IPP |  | 1000 | 2025 | construction | construction | construction | -5.8892 | 106.0336 | PT PLN (Persero) [51.0%]; PT Barito Pacific [49.0%] | Banten | Banten
Jeneponto-1 Unit 1 | G108234 | IPP |  | 125 | 2012 | operating | operating | operating | -5.6179 | 119.5512 | Bosawa Corp | South Sulawesi | Sulawesi Selatan
Jeneponto-1 Unit 2 | G108235 | IPP |  | 125 | 2012 | operating | operating | operating | -5.6179 | 119.5512 | Bosawa Corp | South Sulawesi | Sulawesi Selatan
Jeneponto-2 Unit 1 | G108236 | IPP |  | 135 | 2018 | operating | operating | operating | -5.6179 | 119.5512 | Bosawa Corp | South Sulawesi | Sulawesi Selatan
Jeneponto-2 Unit 2 | G108237 | IPP |  | 135 | 2018 | operating | operating | operating | -5.6179 | 119.5512 | Bosawa Corp | South Sulawesi | Sulawesi Selatan
Kabil PKB Unit 1 | G105407 | IPP |  | 60 | 0 | cancelled | cancelled | cancelled | 1.589 | 101.638 | PT Pembangunan Kota Batam [100.0%] | Riau | Riau
Kabil PKB Unit 2 | G105408 | IPP |  | 60 | 0 | cancelled | cancelled | cancelled | 1.589 | 101.638 | PT Pembangunan Kota Batam [100.0%] | Riau | Riau
Kalbar-1 Unit 1 | G113441 | IPP |  | 100 | 2020 | operating | operating | operating | 0.81615 | 108.8461 | Golden Concord Holdings; PT PLN (Persero) | West Kalimantan | Kalimantan Barat
Kalbar-1 Unit 2 | G105465 | IPP |  | 100 | 2021 | operating | operating | operating | 0.81615 | 108.8461 | Golden Concord Holdings; PT PLN (Persero) | West Kalimantan | Kalimantan Barat
Kalbar-2 Phase II | G105467 | IPP |  | 200 | 2021 | cancelled | cancelled | cancelled | -0.67839 | 109.2535 | to be determined [100.0%] | West Kalimantan | Kalimantan Barat
Kalbar-2 Unit 1 | G105466 | IPP |  | 100 | 2024 | cancelled | cancelled | cancelled | -0.27626 | 109.2796 | to be determined [100.0%] | West Kalimantan | Kalimantan Barat
Kalbar-2 Unit 2 | G113442 | IPP |  | 100 | 2025 | cancelled | cancelled | cancelled | -0.27626 | 109.2796 | to be determined [100.0%] | West Kalimantan | Kalimantan Barat
Kalbar-4 | G105470 | IPP |  | 200 | 2028 | cancelled | cancelled | cancelled | 1.227 | 114.577 | to be determined [100.0%] | 0 | 0
Kalsel Unit 1 | G109790 | IPP |  | 100 | 2019 | operating | operating | operating | -2.1634 | 115.4408 | PT Adaro Power [65.0%]; Korea Electric Power Corp [35.0%] | South Kalimantan | Kalimantan Tengah
Kalsel Unit 2 | G109791 | IPP |  | 100 | 2019 | operating | operating | operating | -2.1634 | 115.4408 | PT Adaro Power [65.0%]; Korea Electric Power Corp [35.0%] | South Kalimantan | Kalimantan Tengah
Kalselteng-1 Unit 1 | G105484 | IPP |  | 100 | 2020 | operating | operating | operating | -1.3708 | 113.5672 | Datang Overseas Energy Investment Co Ltd [75.0%]; Sinar Mas Group [25.0%] | Central Kalimantan | Kalimantan Tengah
Kalselteng-1 Unit 2 | G105485 | IPP |  | 100 | 2020 | operating | operating | operating | -1.3708 | 113.5672 | Datang Overseas Energy Investment Co Ltd [75.0%]; Sinar Mas Group [25.0%] | Central Kalimantan | Kalimantan Tengah
Kalselteng-3 Unit 1 | G105486 | IPP |  | 100 | 2024 | cancelled | cancelled | cancelled | -2.8086 | 111.6431 | PT PLN (Persero) [100.0%] | Central Kalimantan | Kalimantan Tengah
Kalselteng-3 Unit 2 | G105487 | IPP |  | 100 | 2025 | cancelled | cancelled | cancelled | -2.8086 | 111.6431 | PT PLN (Persero) [100.0%] | Central Kalimantan | Kalimantan Tengah
Kalselteng-4 Unit 1 | G114186 | IPP |  | 100 | 2026 | cancelled | cancelled | cancelled | 1.0341 | 108.9726 | PT Barito Pacific [100.0%] | Central Kalimantan | Kalimantan Tengah
Kalselteng-4 Unit 2 | G114187 | IPP |  | 100 | 2027 | cancelled | cancelled | cancelled | 1.0341 | 108.9726 | PT Barito Pacific [100.0%] | Central Kalimantan | Kalimantan Tengah
Kaltim (MT) Unit 1 | NA | IPP |  | 27.5 | 2018 | operating | operating | operating | -0.7786 | 117.1889 |  | East Kalimantan | Kalimantan Timur
Kaltim (MT) Unit 2 | NA | IPP |  | 27.5 | 2018 | operating | operating | operating | -0.7786 | 117.1889 |  | East Kalimantan | Kalimantan Timur
Kaltim Teluk Balikpapan Unit 3 | G113833 | IPP |  | 300 | 0 | cancelled | cancelled | cancelled | -1.1704 | 116.7887 | Genting Group | East Kalimantan | Kalimantan Timur
Kaltim Unit 1 | G105490 | IPP |  | 100 | 2019 | operating | operating | operating | 0.055178 | 117.4946 | PT PLN (Persero) [100.0%] | East Kalimantan | Kalimantan Timur
Kaltim Unit 2 | G105491 | IPP |  | 100 | 2020 | operating | operating | operating | 0.055178 | 117.4946 | PT PLN (Persero) [100.0%] | East Kalimantan | Kalimantan Timur
Kaltim-3 Unit 1 | G105494 | IPP |  | 100 | 2025 | cancelled | cancelled | cancelled | 0.1357 | 116.2207 | to be determined [100.0%] | Central Kalimantan | Kalimantan Tengah
Kaltim-3 Unit 2 | G105495 | IPP |  | 100 | 2026 | cancelled | cancelled | cancelled | 0.1357 | 116.2207 | to be determined [100.0%] | Central Kalimantan | Kalimantan Tengah
Kaltim-4 Unit 1 | G105496 | IPP |  | 100 | 2020 | operating | operating | operating | -0.36501 | 117.065 | PT Indonesia Energi Dinamika [100.0%] | Central Kalimantan | Kalimantan Tengah
Kaltim-4 Unit 2 | G105497 | IPP |  | 100 | 2020 | operating | operating | operating | -0.36501 | 117.065 | PT Indonesia Energi Dinamika [100.0%] | Central Kalimantan | Kalimantan Tengah
Kaltim-6 | G105500 | IPP |  | 200 | 2028 | cancelled | cancelled | cancelled | 1.227 | 114.577 | to be determined [100.0%] | 0 | 0
Karang Asem Unit 1 | G105583 | IPP |  | 100 | 0 | cancelled | cancelled | cancelled | -8.3667 | 115.5167 | Oceanwide Holdings Co Ltd [85.0%]; PT Satya Abadi Semesta [10.0%]; China Power International Development Co Ltd [5.0%] | Bali | Bali
Karang Asem Unit 2 | G105584 | IPP |  | 100 | 0 | cancelled | cancelled | cancelled | -8.3667 | 115.5167 | Oceanwide Holdings Co Ltd [85.0%]; PT Satya Abadi Semesta [10.0%]; China Power International Development Co Ltd [5.0%] | Bali | Bali
Keban Agung Unit 1 | G105632 | IPP |  | 135 | 2015 | operating | operating | operating | -3.7515 | 103.6481 | Priamanaya Djan International | South Sumatra | Sumatra Selatan
Keban Agung Unit 2 | G105633 | IPP |  | 135 | 2015 | operating | operating | operating | -3.7515 | 103.6481 | Priamanaya Djan International | South Sumatra | Sumatra Selatan
Kendari-3 Unit 1 | G105669 | IPP |  | 50 | 2019 | operating | operating | operating | -4.0513 | 122.6534 | Datang Overseas Energy Investment Co Ltd [75.0%]; Sinar Mas Group [25.0%] | Southeast Sulawesi | Sulawesi Tenggara
Kendari-3 Unit 2 | G105670 | IPP |  | 50 | 2019 | operating | operating | operating | -4.0513 | 122.6534 | Datang Overseas Energy Investment Co Ltd [75.0%]; Sinar Mas Group [25.0%] | Southeast Sulawesi | Sulawesi Tenggara
Komering Agung Phase III | G113838 | IPP |  | 30 | 0 | cancelled | cancelled | cancelled | -4.9765 | 105.1857 | PT Pembangunan Perumahan | South Sumatra | Sumatra Selatan
Komering Agung Phase IV | G113839 | IPP |  | 30 | 0 | cancelled | cancelled | cancelled | -4.9765 | 105.1857 | PT Pembangunan Perumahan | South Sumatra | Sumatra Selatan
Kuala Tanjung-1 Unit 1 | G105996 | IPP |  | 135 | 0 | cancelled | cancelled | cancelled | 3.3868 | 99.4267 | Oceanwide Holdings Co Ltd [85.0%]; PT Satya Abadi Semesta [10.0%]; China Power International Development Co Ltd [5.0%] | North Sumatra | Sumatra Utara
Kuala Tanjung-1 Unit 2 | G105997 | IPP |  | 135 | 0 | cancelled | cancelled | cancelled | 3.3868 | 99.4267 | Oceanwide Holdings Co Ltd [85.0%]; PT Satya Abadi Semesta [10.0%]; China Power International Development Co Ltd [5.0%] | North Sumatra | Sumatra Utara
Kuala Tanjung-2 | G105998 | IPP |  | 450 | 0 | cancelled | cancelled | cancelled | 3.3754 | 99.4418 | to be determined [100.0%] | North Sumatra | Sumatra Utara
Lamhotma Unit 1 | G106134 | IPP |  | 100 | 0 | cancelled | cancelled | cancelled | 3.3754 | 99.4418 | Medco Energi Internasional Tbk [48.0%] | North Sumatra | Sumatra Utara
Lamhotma Unit 2 | G106135 | IPP |  | 100 | 0 | cancelled | cancelled | cancelled | 3.3754 | 99.4418 | Medco Energi Internasional Tbk [48.0%] | North Sumatra | Sumatra Utara
Lati Unit 1 | NA | IPP |  | 7 | 2004 | operating | operating | operating | 2.215 | 117.6191 |  | East Kalimantan | Kalimantan Timur
Lati Unit 2 | NA | IPP |  | 7 | 2004 | operating | operating | operating | 2.215 | 117.6191 |  | East Kalimantan | Kalimantan Timur
Lombok 3 Unit 1 | G106386 | IPP |  | 50 | 2026 | cancelled | cancelled | cancelled | -8.2852 | 116.6032 | to be determined [100.0%] | West Nusa Tenggara | Nusa Tenggara Barat
Lombok 3 Unit 2 | G106387 | IPP |  | 50 | 2027 | cancelled | cancelled | cancelled | -8.2852 | 116.6032 | to be determined [100.0%] | West Nusa Tenggara | Nusa Tenggara Barat
Lombok 4 Unit 1 | G114194 | IPP |  | 50 | 2028 | cancelled | cancelled | cancelled | -8.5733 | 116.3511 | to be determined [100.0%] | West Nusa Tenggara | Nusa Tenggara Barat
Lombok 4 Unit 2 | G114195 | IPP |  | 50 | 2029 | cancelled | cancelled | cancelled | -8.5733 | 116.3511 | to be determined [100.0%] | West Nusa Tenggara | Nusa Tenggara Barat
Lombok Timur Unit 1 | NA | IPP |  | 25 | 2017 | operating | operating | operating | -8.4349 | 116.7051 |  | West Nusa Tenggara | Nusa Tenggara Barat
Lombok Timur Unit 2 | NA | IPP |  | 25 | 2017 | operating | operating | operating | -8.4349 | 116.7051 |  | West Nusa Tenggara | Nusa Tenggara Barat
Madura PTBA Unit 1 | G106545 | IPP |  | 225 | 0 | cancelled | cancelled | cancelled | -7.0777 | 113.2871 | PT Bukit Asam [100.0%] | East Java | Jawa Timur
Madura PTBA Unit 2 | G106546 | IPP |  | 225 | 0 | cancelled | cancelled | cancelled | -7.0777 | 113.2871 | PT Bukit Asam [100.0%] | East Java | Jawa Timur
Mamuju Unit 1 | NA | IPP |  | 25 | 2018 | operating | operating | operating | -2.4724 | 119.1469 |  | West Sulawesi | Sulawesi Barat
Mamuju Unit 2 | NA | IPP |  | 25 | 2018 | operating | operating | operating | -2.4724 | 119.1469 |  | West Sulawesi | Sulawesi Barat
Mulut Tambang Unit 1 | G107095 | IPP |  | 600 | 2020 | cancelled | cancelled | cancelled | -2.618 | 103.127 | to be determined [100.0%] | South Sumatra | Sumatra Selatan
Mulut Tambang Unit 2 | G107096 | IPP |  | 600 | 2021 | cancelled | cancelled | cancelled | -2.618 | 103.127 | to be determined [100.0%] | South Sumatra | Sumatra Selatan
Nabire-Kalibobo Unit 1 | NA | IPP |  | 7 | 2022 | operating | operating | construction | -3.3797 | 135.4569 |  | Central Papua | Papua Tengah
Nabire-Kalibobo Unit 2 | NA | IPP |  | 7 | 2022 | operating | operating | construction | -3.3797 | 135.4569 |  | Central Papua | Papua Tengah
Paiton Unit 3 | G107734 | IPP |  | 825 | 2012 | operating | operating | operating | -7.7145 | 113.5833 | RATCH Group PLC [45.5%]; PT Medco Daya Abadi Lestari [28.5%]; Qatar Electricity and Water Company QPSC [15.6%]; Ras Laffan Operating Company WLL [10.4%] | East Java | Jawa Timur
Paiton Unit 5 | G107730 | IPP |  | 615 | 2000 | operating | operating | operating | -7.7153 | 113.5857 | RATCH Group PLC [45.5%]; PT Medco Daya Abadi Lestari [28.5%]; Qatar Electricity and Water Company QPSC [15.6%]; Ras Laffan Operating Company WLL [10.4%] | East Java | Jawa Timur
Paiton Unit 6 | G107731 | IPP |  | 615 | 2000 | operating | operating | operating | -7.7153 | 113.5857 | RATCH Group PLC [45.5%]; PT Medco Daya Abadi Lestari [28.5%]; Qatar Electricity and Water Company QPSC [15.6%]; Ras Laffan Operating Company WLL [10.4%] | East Java | Jawa Timur
Paiton Unit 7 | G107732 | IPP |  | 660 | 2001 | operating | operating | operating | -7.7153 | 113.5857 | Siemens AG [50.0%]; Marubeni Corp [17.5%]; YTL Corporation Bhd [17.5%]; PT Bumipertiwi Tatapradipta [15.0%] | East Java | Jawa Timur
Paiton Unit 8 | G107733 | IPP |  | 660 | 2001 | operating | operating | operating | -7.7153 | 113.5857 | Siemens AG [50.0%]; Marubeni Corp [17.5%]; YTL Corporation Bhd [17.5%]; PT Bumipertiwi Tatapradipta [15.0%] | East Java | Jawa Timur
Simpang Belimbing Unit 1 | G109397 | IPP |  | 150 | 2013 | operating | operating | operating | -3.4014 | 104.1186 | China Energy Investment Corp [70.0%]; Energi Musi Makmur [30.0%] | South Sumatra | Sumatra Selatan
Simpang Belimbing Unit 2 | G109398 | IPP |  | 150 | 2013 | operating | operating | operating | -3.4014 | 104.1186 | China Energy Investment Corp [70.0%]; Energi Musi Makmur [30.0%] | South Sumatra | Sumatra Selatan
Sorong Phase I | G109528 | IPP |  | 50 | 0 | cancelled | cancelled | cancelled | -0.86667 | 131.25 | JGC Holdings Corp [100.0%] | West Papua | Papua Barat
Sorong Phase II | G109529 | IPP |  | 1000 | 0 | cancelled | cancelled | cancelled | -0.86667 | 131.25 | JGC Holdings Corp [100.0%] | West Papua | Papua Barat
Sulawesi Star | G109668 | IPP |  | 200 | 0 | cancelled | cancelled | cancelled | -4.8 | 119.9 | Bharat Heavy Electricals; PT Star Vyobros | South Sulawesi | Sulawesi Selatan
Sulbagsel-2 Unit 1 | G114191 | IPP |  | 200 | 2023 | cancelled | cancelled | cancelled | -3.8145 | 122.4478 | to be determined [100.0%] | South Sulawesi | Sulawesi Selatan
Sulbagsel-2 Unit 2 | G114192 | IPP |  | 200 | 2024 | cancelled | cancelled | cancelled | -3.8145 | 122.4478 | to be determined [100.0%] | South Sulawesi | Sulawesi Selatan
Sulbagut-1 Unit 1 | G109670 | IPP |  | 50 | 2022 | operating | operating | operating | 0.9427 | 122.9416 | Toba Bara [60.0%]; PT Toba Bara Sejahtra Tbk [20.0%]; State Power Investment Corp Ltd [20.0%] | Gorontalo | Gorontalo
Sulbagut-1 Unit 2 | G109671 | IPP |  | 50 | 2022 | operating | operating | operating | 0.9427 | 122.9416 | Toba Bara [60.0%]; PT Toba Bara Sejahtra Tbk [20.0%]; State Power Investment Corp Ltd [20.0%] | Gorontalo | Gorontalo
Sulbagut-2 Unit 1 | G109672 | IPP |  | 100 | 2027 | cancelled | cancelled | cancelled | 1.1857 | 124.4749 | to be determined [100.0%] | North Sulawesi | Sulawesi Utara
Sulbagut-2 Unit 2 | G109673 | IPP |  | 100 | 2028 | cancelled | cancelled | cancelled | 1.1857 | 124.4749 | to be determined [100.0%] | North Sulawesi | Sulawesi Utara
Sulbagut-3 Unit 1 | G109674 | IPP |  | 50 | 2024 | cancelled | cancelled | cancelled | 0.8687 | 123.9643 | to be determined [100.0%] | North Sulawesi | Sulawesi Utara
Sulbagut-3 Unit 2 | G109675 | IPP |  | 50 | 2025 | cancelled | cancelled | cancelled | 0.8687 | 123.9643 | to be determined [100.0%] | North Sulawesi | Sulawesi Utara
Sulsel-2 Unit 1 | G109679 | IPP |  | 200 | 0 | cancelled | cancelled | cancelled | -5.7001 | 119.7258 | to be determined [100.0%] | South Sulawesi | Sulawesi Selatan
Sulsel-2 Unit 2 | G109680 | IPP |  | 200 | 0 | cancelled | cancelled | cancelled | -5.7001 | 119.7258 | to be determined [100.0%] | South Sulawesi | Sulawesi Selatan
Sulut-3 Unit 1 | G109687 | IPP |  | 50 | 2021 | operating | operating | operating | 1.3743 | 125.0855 | Toba Bara [90.0%]; China Hydropower Construction Group New Energy Development Co Ltd [10.0%] | North Sulawesi | Sulawesi Utara
Sulut-3 Unit 2 | G109688 | IPP |  | 50 | 2021 | operating | operating | operating | 1.3743 | 125.0855 | Toba Bara [90.0%]; China Hydropower Construction Group New Energy Development Co Ltd [10.0%] | North Sulawesi | Sulawesi Utara
Sumbagsel-1 Unit 1 | G114207 | IPP |  | 150 | 2024 | construction | construction | pre-permit | -4.1059 | 103.9947 | PT Sumberenergi Sakti Prima [55.0%]; PT Adimas Puspita Serasi [25.0%]; PT D&C Engineering Co [10.0%]; PT PLN (Persero) [10.0%] | South Sumatra | Sumatra Selatan
Sumbagsel-1 Unit 2 | G114208 | IPP |  | 150 | 2024 | construction | construction | pre-permit | -4.1059 | 103.9947 | PT Sumberenergi Sakti Prima [55.0%]; PT Adimas Puspita Serasi [25.0%]; PT D&C Engineering Co [10.0%]; PT PLN (Persero) [10.0%] | South Sumatra | Sumatra Selatan
Sumbawa-2 Unit 1 | G109691 | IPP |  | 50 | 2023 | cancelled | cancelled | cancelled | -8.748 | 117.9577 | to be determined [100.0%] | West Nusa Tenggara | Nusa Tenggara Barat
Sumbawa-2 Unit 2 | G109692 | IPP |  | 50 | 2024 | cancelled | cancelled | cancelled | -8.748 | 117.9577 | to be determined [100.0%] | West Nusa Tenggara | Nusa Tenggara Barat
Sumsel-1 Unit 1 | G109696 | IPP |  | 300 | 2023 | construction | construction | construction | -3.4767 | 103.9992 | China Shenhua Energy; PT Lion Power Energy | South Sumatra | Sumatra Selatan
Sumsel-1 Unit 2 | G109697 | IPP |  | 300 | 2023 | construction | construction | construction | -3.4767 | 103.9992 | China Shenhua Energy; PT Lion Power Energy | South Sumatra | Sumatra Selatan
Sumsel-10 Unit 1 | G109698 | IPP |  | 300 | 0 | cancelled | cancelled | cancelled | -2.75 | 103.8333 | to be determined [100.0%] | South Sumatra | Sumatra Selatan
Sumsel-10 Unit 2 | G109699 | IPP |  | 300 | 0 | cancelled | cancelled | cancelled | -2.75 | 103.8333 | to be determined [100.0%] | South Sumatra | Sumatra Selatan
Sumsel-5 Unit 1 | G109700 | IPP |  | 150 | 2016 | operating | operating | operating | -2.1563 | 103.7553 | PT Dian Swastatika Sentosa [100.0%] | South Sumatra | Sumatra Selatan
Sumsel-5 Unit 2 | G109701 | IPP |  | 150 | 2016 | operating | operating | operating | -2.1563 | 103.7553 | PT Dian Swastatika Sentosa [100.0%] | South Sumatra | Sumatra Selatan
Sumsel-5 Unit 3 | G113832 | IPP |  | 350 | 2023 | cancelled | cancelled | cancelled | -2.1563 | 103.7553 | PT Dian Swastatika Sentosa [100.0%] | South Sumatra | Sumatra Selatan
Sumsel-6 Unit 1 | G109702 | IPP |  | 300 | 2027 | cancelled | cancelled | cancelled | -2.3558 | 103.4434 | PT Bukit Asam [100.0%] | South Sumatra | Sumatra Selatan
Sumsel-6 Unit 2 | G109703 | IPP |  | 300 | 0 | cancelled | cancelled | cancelled | -2.3558 | 103.4434 | PT Bukit Asam [100.0%] | South Sumatra | Sumatra Selatan
Sumsel-7 Unit 1 | G109704 | IPP |  | 150 | 0 | cancelled | cancelled | cancelled | -2.604 | 103.914 | Madhucon Projects Ltd | South Sumatra | Sumatra Selatan
Sumsel-7 Unit 2 | G109705 | IPP |  | 150 | 0 | cancelled | cancelled | cancelled | -2.604 | 103.914 | Madhucon Projects Ltd | South Sumatra | Sumatra Selatan
Sumsel-8 Unit 1 | G100510 | IPP |  | 660 | 2022 | operating | operating | construction | -3.8387 | 103.8041 | China Huadian Group Corp [55.0%]; PT Bukit Asam Tbk [45.0%] | South Sumatra | Sumatra Selatan
Sumsel-8 Unit 2 | G100511 | IPP |  | 660 | 2022 | operating | operating | construction | -3.8387 | 103.8041 | China Huadian Group Corp [55.0%]; PT Bukit Asam Tbk [45.0%] | South Sumatra | Sumatra Selatan
Sumut-1 Unit 1 | G109706 | IPP |  | 150 | 2023 | shelved | shelved | construction | 3.7803 | 98.6369 | Oceanwide Holdings Co Ltd [60.0%]; Power Construction Corporation of China Ltd [20.0%]; PT Garda Sayap Garuda [20.0%] | North Sumatra | Sumatra Utara
Sumut-1 Unit 2 | G109707 | IPP |  | 150 | 2023 | shelved | shelved | construction | 3.7803 | 98.6369 | Oceanwide Holdings Co Ltd [60.0%]; Power Construction Corporation of China Ltd [20.0%]; PT Garda Sayap Garuda [20.0%] | North Sumatra | Sumatra Utara
Tanjung Jati B Unit 1 (leasing) | G109960 | IPP |  | 660 | 2006 | operating | operating | operating | -6.4448 | 110.7435 | Sumitomo Corp | Central Java | Jawa Tengah
Tanjung Jati B Unit 2 (leasing) | G109961 | IPP |  | 660 | 2006 | operating | operating | operating | -6.4448 | 110.7435 | Sumitomo Corp | Central Java | Jawa Tengah
Tanjung Jati B Unit 3 (leasing) | G109956 | IPP |  | 660 | 2011 | operating | operating | operating | -6.446 | 110.7423 | Sumitomo Corp | Central Java | Jawa Tengah
Tanjung Jati B Unit 4 (leasing) | G109957 | IPP |  | 660 | 2012 | operating | operating | operating | -6.446 | 110.7423 | Sumitomo Corp | Central Java | Jawa Tengah
Tanjung Kasam Unit 1 | G109962 | IPP |  | 65 | 2012 | operating | operating | operating | 1.0441 | 104.1357 | PT Petra Unggul Sejahtera [70.0%]; PT Intraco Penta Tbk [30.0%] | Riau | Riau
Tanjung Kasam Unit 2 | G109963 | IPP |  | 65 | 2012 | operating | operating | operating | 1.0441 | 104.1357 | PT Petra Unggul Sejahtera [70.0%]; PT Intraco Penta Tbk [30.0%] | Riau | Riau
Timor-2 Unit 1 | G110180 | IPP |  | 50 | 2026 | cancelled | cancelled | cancelled | -10.3574 | 123.4593 | to be determined [100.0%] | East Nusa Tenggara | Nusa Tenggara Timur
Timor-2 Unit 2 | G110181 | IPP |  | 50 | 0 | cancelled | cancelled | cancelled | -10.3574 | 123.4593 | to be determined [100.0%] | East Nusa Tenggara | Nusa Tenggara Timur
Cikarang Babelan Unit 1 | G101579 | PLN |  | 140 | 2017 | operating | operating | operating | -6.1161 | 107.052 | PT Cikarang Listrindo [100.0%] | West Java | Jawa Barat
Cikarang Babelan Unit 2 | G101580 | PLN |  | 140 | 2017 | operating | operating | operating | -6.1161 | 107.052 | PT Cikarang Listrindo [100.0%] | West Java | Jawa Barat
Bengkayang Unit 1 | G115057 | PLN |  | 50 | 2018 | operating | operating | operating | 0.83511 | 108.8737 | PT PLN (Persero) [100.0%] | West Kalimantan | Kalimantan Barat
Bengkayang Unit 2 | G115058 | PLN |  | 50 | 2019 | operating | operating | operating | 0.83511 | 108.8737 | PT PLN (Persero) [100.0%] | West Kalimantan | Kalimantan Barat
Adipala Unit 1 | G100040 | PLN |  | 660 | 2015 | operating | operating | operating | -7.6859 | 109.1376 | PT PLN (Persero) [100.0%] | Central Java | Jawa Tengah
Air Anyir Unit 1 | G100508 | PLN |  | 30 | 2014 | operating | operating | operating | -2.0792 | 106.1496 | PT PLN (Persero) | Bangka-Belitung | Bangka-Belitung
Air Anyir Unit 2 | G100509 | PLN |  | 30 | 2014 | operating | operating | operating | -2.0792 | 106.1496 | PT PLN (Persero) | Bangka-Belitung | Bangka-Belitung
Alor Unit 1 | NA | PLN |  | 3 | 2025 | planned | planned | planned | -8.2417 | 124.532 | PT PLN (Persero) | East Nusa Tenggara | Nusa Tenggara Timur
Alor Unit 2 | NA | PLN |  | 3 | 2025 | planned | planned | planned | -8.2417 | 124.532 | PT PLN (Persero) | East Nusa Tenggara | Nusa Tenggara Timur
Ambon-2 Unit 1 | G100152 | PLN |  | 50 | 0 | cancelled | cancelled | cancelled | -3.5865 | 128.1711 | PT PLN (Persero) [100.0%] | Maluku | Maluku
Ambon-2 Unit 2 | G100153 | PLN |  | 50 | 0 | cancelled | cancelled | cancelled | -3.5865 | 128.1711 | PT PLN (Persero) [100.0%] | Maluku | Maluku
Ampana Unit 1 | NA | PLN |  | 3 | 2017 | operating | operating | operating | -0.96418 | 121.823 | PT PLN (Persero) | Central Sulawesi | Sulawesi Tengah
Ampana Unit 2 | NA | PLN |  | 3 | 2017 | operating | operating | operating | -0.96418 | 121.823 | PT PLN (Persero) | Central Sulawesi | Sulawesi Tengah
Amurang (Lease) Unit 1 | G113971 | PLN |  | 30 | 2018 | operating | operating | operating | 1.1825 | 124.4806 | PT PLN (Persero) [100.0%] | North Sulawesi | Sulawesi Utara
Amurang (Lease) Unit 2 | G113972 | PLN |  | 30 | 2018 | operating | operating | operating | 1.1825 | 124.4806 | PT PLN (Persero) [100.0%] | North Sulawesi | Sulawesi Utara
Amurang Unit 1 | G100180 | PLN |  | 30 | 2012 | operating | operating | operating | 1.1825 | 124.4806 | PT PLN (Persero) [100.0%] | North Sulawesi | Sulawesi Utara
Amurang Unit 2 | G100181 | PLN |  | 30 | 2012 | operating | operating | operating | 1.1825 | 124.4806 | PT PLN (Persero) [100.0%] | North Sulawesi | Sulawesi Utara
Asam-asam Unit 1 | G105482 | PLN |  | 65 | 2000 | operating | operating | operating | -3.9265 | 115.1058 | PT PLN (Persero) [100.0%] | South Kalimantan | Kalimantan Tengah
Asam-asam Unit 2 | G105483 | PLN |  | 65 | 2000 | operating | operating | operating | -3.9265 | 115.1058 | PT PLN (Persero) [100.0%] | South Kalimantan | Kalimantan Tengah
Asam-Asam Unit 3 | G100517 | PLN |  | 65 | 2013 | operating | operating | operating | -3.9265 | 115.1058 | PT PLN (Persero) [100.0%] | South Kalimantan | Kalimantan Tengah
Asam-Asam Unit 4 | G100518 | PLN |  | 65 | 2013 | operating | operating | operating | -3.9265 | 115.1058 | PT PLN (Persero) [100.0%] | South Kalimantan | Kalimantan Tengah
Atambua Unit 1 | NA | PLN |  | 6 | 2027 | planned | planned | planned | -0.3731 | 117.0625 | PT PLN (Persero) | East Nusa Tenggara | Nusa Tenggara Timur
Atambua Unit 2 | NA | PLN |  | 6 | 2027 | planned | planned | planned | -0.3731 | 117.0625 | PT PLN (Persero) | East Nusa Tenggara | Nusa Tenggara Timur
Atambua Unit 3 | NA | PLN |  | 6 | 2027 | planned | planned | planned | -0.3731 | 117.0625 | PT PLN (Persero) | East Nusa Tenggara | Nusa Tenggara Timur
Atambua Unit 4 | NA | PLN |  | 6 | 2027 | planned | planned | planned | -0.3731 | 117.0625 | PT PLN (Persero) | East Nusa Tenggara | Nusa Tenggara Timur
Bangka-1 Unit 1 | G112734 | PLN |  | 200 | 2027 | cancelled | cancelled | cancelled | -2.1333 | 106.1167 | PT PLN (Persero) [100.0%] | Bangka-Belitung | Bangka-Belitung
Bangka-1 Unit 2 | G112735 | PLN |  | 200 | 2027 | cancelled | cancelled | cancelled | -2.1333 | 106.1167 | PT PLN (Persero) [100.0%] | Bangka-Belitung | Bangka-Belitung
Bangka-1A Unit 1 | G114203 | PLN |  | 50 | 2022 | cancelled | cancelled | cancelled | -2.0792 | 106.1496 | PT PLN (Persero) [100.0%] | Bangka-Belitung | Bangka-Belitung
Bangka-1A Unit 2 | G114204 | PLN |  | 50 | 2023 | cancelled | cancelled | cancelled | -2.0792 | 106.1496 | PT PLN (Persero) [100.0%] | Bangka-Belitung | Bangka-Belitung
Berau Unit 1 | NA | PLN |  | 7 | 2020 | operating | operating | operating | 2.1567 | 117.3923 | PT PLN (Persero) | North Kalimantan | Kalimantan Utara
Berau Unit 2 | NA | PLN |  | 7 | 2019 | operating | operating | operating | 2.1567 | 117.3923 | PT PLN (Persero) | North Kalimantan | Kalimantan Utara
Bima Unit 1 | NA | PLN |  | 10 | 2029 | planned | planned | planned | -8.4073 | 118.6998 | PT PLN (Persero) | West Nusa Tenggara | Nusa Tenggara Barat
Bima Unit 2 | NA | PLN |  | 10 | 2029 | planned | planned | planned | -8.4073 | 118.6998 | PT PLN (Persero) | West Nusa Tenggara | Nusa Tenggara Barat
Bintan Unit 1 | G114196 | PLN |  | 100 | 2023 | cancelled | cancelled | cancelled | 0.89967 | 104.6172 | PLN Unit Induk Wilayah Riau [100.0%] | Riau | Riau
Bintan Unit 2 | G114197 | PLN |  | 100 | 2024 | cancelled | cancelled | cancelled | 0.89967 | 104.6172 | PLN Unit Induk Wilayah Riau [100.0%] | Riau | Riau
Bukit Asam Unit 1 | G101097 | PLN |  | 65 | 1987 | operating | operating | operating | -3.7321 | 103.7975 | PT PLN (Persero) [100.0%] | South Sumatra | Sumatra Selatan
Bukit Asam Unit 2 | G101098 | PLN |  | 65 | 1987 | operating | operating | operating | -3.7321 | 103.7975 | PT PLN (Persero) [100.0%] | South Sumatra | Sumatra Selatan
Bukit Asam Unit 3 | G101099 | PLN |  | 65 | 1994 | operating | operating | operating | -3.7321 | 103.7975 | PT PLN (Persero) [100.0%] | South Sumatra | Sumatra Selatan
Bukit Asam Unit 4 | G101100 | PLN |  | 65 | 1994 | operating | operating | operating | -3.7321 | 103.7975 | PT PLN (Persero) [100.0%] | South Sumatra | Sumatra Selatan
Gorontalo Unit 1 | NA | PLN |  | 25 | 2020 | operating | operating | operating | 0.85051 | 122.7964 | PT PLN (Persero) | Gorontalo | Gorontalo
Gorontalo Unit 2 | NA | PLN |  | 25 | 2020 | operating | operating | operating | 0.85051 | 122.7964 | PT PLN (Persero) | Gorontalo | Gorontalo
Haltim Unit 1 | G115072 | PLN |  | 200 | 2024 | cancelled | cancelled | cancelled | 1.018 | 128.2661 | PT PLN (Persero) [100.0%] | North Maluku | Maluku Utara
Holtekamp Unit 1 | NA | PLN |  | 10 | 2011 | operating | operating | operating | -2.6143 | 140.7905 | PT PLN (Persero) | Papua | Papua
Holtekamp Unit 2 | NA | PLN |  | 10 | 2011 | operating | operating | operating | -2.6143 | 140.7905 | PT PLN (Persero) | Papua | Papua
Indramayu Unit 1 | G104852 | PLN |  | 330 | 2010 | operating | operating | operating | -6.2747 | 107.9704 | PT PLN (Persero) [100.0%] | West Java | Jawa Barat
Indramayu Unit 2 | G104853 | PLN |  | 330 | 2011 | operating | operating | operating | -6.2747 | 107.9704 | PT PLN (Persero) [100.0%] | West Java | Jawa Barat
Indramayu Unit 3 | G104854 | PLN |  | 330 | 2011 | operating | operating | operating | -6.2747 | 107.9704 | PT PLN (Persero) [100.0%] | West Java | Jawa Barat
Indramayu Unit 4 | G104855 | PLN |  | 1000 |  | shelved | shelved | shelved | -6.2747 | 107.9704 | PT PLN (Persero) [100.0%] | West Java | Jawa Barat
Indramayu Unit 5 | G104856 | PLN |  | 1000 | 0 | cancelled | cancelled | cancelled | -6.2747 | 107.9704 | PT PLN (Persero) [100.0%] | West Java | Jawa Barat
Jabar Utara Unit 1 | G104936 | PLN |  | 300 | 0 | cancelled | cancelled | cancelled | -5.9351 | 107.0302 | PT PLN (Persero) [100.0%] | West Java | Jawa Barat
Jabar Utara Unit 2 | G104937 | PLN |  | 300 | 0 | cancelled | cancelled | cancelled | -5.9351 | 107.0302 | PT PLN (Persero) [100.0%] | West Java | Jawa Barat
Jawa-5 Unit 1 | G104982 | PLN |  | 1000 | 2023 | cancelled | cancelled | cancelled | -5.9351 | 107.0302 | PT PLN (Persero) [100.0%] | West Java | Jawa Barat
Jawa-5 Unit 2 | G104983 | PLN |  | 1000 | 0 | cancelled | cancelled | cancelled | -5.9351 | 107.0302 | PT PLN (Persero) [100.0%] | West Java | Jawa Barat
Jawa-6 Unit 1 | G104984 | PLN |  | 1000 | 2027 | cancelled | cancelled | cancelled | -5.9351 | 107.0302 | PT PLN (Persero) [100.0%] | West Java | Jawa Barat
Jawa-6 Unit 2 | G104985 | PLN |  | 1000 | 2027 | cancelled | cancelled | cancelled | -5.9351 | 107.0302 | PT PLN (Persero) [100.0%] | West Java | Jawa Barat
Jayapura-2 Unit 1 | G105005 | PLN |  | 50 | 2025 | cancelled | cancelled | cancelled | -2.6084 | 140.8075 | PT PLN (Persero) [100.0%] | Papua | Papua
Jayapura-2 Unit 2 | G105006 | PLN |  | 50 | 0 | cancelled | cancelled | cancelled | -2.6084 | 140.8075 | PT PLN (Persero) [100.0%] | Papua | Papua
Jayapura-3 | G114193 | PLN |  | 50 | 2028 | cancelled | cancelled | cancelled | -2.6084 | 140.8075 | PT PLN (Persero) [100.0%] | Papua | Papua
Jeranjang Unit 1 | NA | PLN |  | 25 | 2014 | operating | operating | operating | -8.6588 | 116.0731 | PT PLN (Persero) | West Nusa Tenggara | Nusa Tenggara Barat
Jeranjang Unit 2 | NA | PLN |  | 25 | 2014 | operating | operating | operating | -8.6588 | 116.0731 | PT PLN (Persero) | West Nusa Tenggara | Nusa Tenggara Barat
Jeranjang Unit 3 | NA | PLN |  | 25 | 2014 | operating | operating | operating | -8.6588 | 116.0731 | PT PLN (Persero) | West Nusa Tenggara | Nusa Tenggara Barat
Kalbar-3 Unit 1 | G105468 | PLN |  | 100 | 2027 | cancelled | cancelled | cancelled | 0.34199 | 108.9403 | PT PLN (Persero) [100.0%] | West Kalimantan | Kalimantan Barat
Kalbar-3 Unit 2 | G105469 | PLN |  | 100 | 2027 | cancelled | cancelled | cancelled | 0.34199 | 108.9403 | PT PLN (Persero) [100.0%] | West Kalimantan | Kalimantan Barat
Kalselteng-2 Unit 1 | G100515 | PLN |  | 100 | 2022 | construction | construction | construction | -3.9265 | 115.1058 | PT PLN (Persero) | South Kalimantan | Kalimantan Tengah
Kalselteng-2 Unit 2 | G100516 | PLN |  | 100 | 2022 | construction | construction | construction | -3.9265 | 115.1058 | PT PLN (Persero) | South Kalimantan | Kalimantan Tengah
Kalselteng-5 Unit 1 | G113819 | PLN |  | 100 | 2028 | cancelled | cancelled | cancelled | -2.8086 | 111.6431 | PT PLN (Persero) [100.0%] | Central Kalimantan | Kalimantan Tengah
Kalselteng-5 Unit 2 | G113820 | PLN |  | 100 | 0 | cancelled | cancelled | cancelled | -2.8086 | 111.6431 | PT PLN (Persero) [100.0%] | Central Kalimantan | Kalimantan Tengah
Kaltim-5 Unit 1 | G105498 | PLN |  | 100 | 2027 | cancelled | cancelled | cancelled | -0.91183 | 117.1953 | PT PLN (Persero) [100.0%] | Central Kalimantan | Kalimantan Tengah
Kaltim-5 Unit 2 | G105499 | PLN |  | 100 | 2028 | cancelled | cancelled | cancelled | -0.91183 | 117.1953 | PT PLN (Persero) [100.0%] | Central Kalimantan | Kalimantan Tengah
Kaltimra Unit 1 | G113214 | PLN |  | 200 | 2028 | cancelled | cancelled | cancelled | 1.227 | 114.577 | PT PLN (Persero) [100.0%] | 0 | 0
Kaltimra Unit 2 | G113215 | PLN |  | 200 | 2028 | cancelled | cancelled | cancelled | 1.227 | 114.577 | PT PLN (Persero) [100.0%] | 0 | 0
Ketapang Unit 1 | NA | PLN |  | 10 | 2016 | operating | operating | operating | -1.7801 | 109.9427 | PT PLN (Persero) | West Kalimantan | Kalimantan Barat
Ketapang Unit 2 | NA | PLN |  | 10 | 2016 | operating | operating | operating | -1.7801 | 109.9427 | PT PLN (Persero) | West Kalimantan | Kalimantan Barat
Kotabaru Unit 1 | NA | PLN |  | 7 | 2025 | planned | planned | planned | -3.2127 | 116.2567 | PT PLN (Persero) | South Kalimantan | Kalimantan Selatan
Kotabaru Unit 2 | NA | PLN |  | 7 | 2025 | planned | planned | planned | -3.2127 | 116.2567 | PT PLN (Persero) | South Kalimantan | Kalimantan Selatan
Kupang Unit 1 | NA | PLN |  | 16.5 | 2013 | operating | operating | operating | -10.2389 | 123.4903 | PT PLN (Persero) | East Nusa Tenggara | Nusa Tenggara Timur
Kupang Unit 2 | NA | PLN |  | 16.5 | 2013 | operating | operating | operating | -10.2389 | 123.4903 | PT PLN (Persero) | East Nusa Tenggara | Nusa Tenggara Timur
Labuan Unit 1 | G100530 | PLN |  | 300 | 2009 | operating | operating | operating | -6.3922 | 105.8278 | PT PLN (Persero) [100.0%] | Banten | Banten
Labuan Unit 2 | G100531 | PLN |  | 300 | 2010 | operating | operating | operating | -6.3922 | 105.8278 | PT PLN (Persero) [100.0%] | Banten | Banten
Labuhan Angin Unit 1 | G106084 | PLN |  | 115 | 2008 | operating | operating | operating | 1.7519 | 98.7313 | PT PLN (Persero) [100.0%] | North Sumatra | Sumatra Utara
Labuhan Angin Unit 2 | G106085 | PLN |  | 115 | 2008 | operating | operating | operating | 1.7519 | 98.7313 | PT PLN (Persero) [100.0%] | North Sumatra | Sumatra Utara
Labuhan Angin Unit 3 | G106086 | PLN |  | 115 | 0 | cancelled | cancelled | cancelled | 1.752 | 98.7305 | PT PLN (Persero) [100.0%] | North Sumatra | Sumatra Utara
Lampung Sebalang Unit 3 | G114183 | PLN |  | 300 | 2026 | cancelled | cancelled | cancelled | -5.5859 | 105.3872 | PT PLN (Persero) [100.0%] | Lampung | Lampung
Lati Unit 3 | NA | PLN |  | 7 | 2004 | operating | operating | operating | 2.215 | 117.6191 | PT PLN (Persero) | East Kalimantan | Kalimantan Timur
Lombok 2 Unit 1 | G106384 | PLN |  | 50 | 2023 | cancelled | cancelled | cancelled | -8.348 | 116.7172 | PT PLN (Persero) [100.0%] | West Nusa Tenggara | Nusa Tenggara Barat
Lombok 2 Unit 2 | G106385 | PLN |  | 50 | 2024 | cancelled | cancelled | cancelled | -8.348 | 116.7172 | PT PLN (Persero) [100.0%] | West Nusa Tenggara | Nusa Tenggara Barat
Lombok Unit 1 | G106388 | PLN |  | 50 | 2021 | construction | construction | construction | -8.4221 | 116.7096 | PT PLN (Persero) [100.0%] | West Nusa Tenggara | Nusa Tenggara Barat
Lombok Unit 2 | G106389 | PLN |  | 50 | 2021 | construction | construction | construction | -8.4221 | 116.7096 | PT PLN (Persero) [100.0%] | West Nusa Tenggara | Nusa Tenggara Barat
Lontar Expansion | G100535 | PLN |  | 315 | 2022 | construction | construction | construction | -6.0589 | 106.4643 | PT PLN (Persero) [100.0%] | Banten | Banten
Lontar Unit 1 | G100532 | PLN |  | 315 | 2012 | operating | operating | operating | -6.0589 | 106.4643 | PT PLN (Persero) [100.0%] | Banten | Banten
Lontar Unit 2 | G100533 | PLN |  | 315 | 2012 | operating | operating | operating | -6.0589 | 106.4643 | PT PLN (Persero) [100.0%] | Banten | Banten
Lontar Unit 3 | G100534 | PLN |  | 315 | 2012 | operating | operating | operating | -6.0589 | 106.4643 | PT PLN (Persero) [100.0%] | Banten | Banten
Malinau Unit 1 | NA | PLN |  | 3 | 2021 | operating | operating | construction | 3.6363 | 116.6717 | PT PLN (Persero) | North Kalimantan | Kalimantan Utara
Malinau Unit 2 | NA | PLN |  | 3 | 2021 | operating | operating | construction | 3.6363 | 116.6717 | PT PLN (Persero) | North Kalimantan | Kalimantan Utara
Molotabu Unit 1 | NA | PLN |  | 10 | 2013 | operating | operating | operating | 0.43403 | 123.1341 | PT PLN (Persero) | Gorontalo | Gorontalo
Molotabu Unit 2 | NA | PLN |  | 10 | 2013 | operating | operating | operating | 0.43403 | 123.1341 | PT PLN (Persero) | Gorontalo | Gorontalo
Nagan Raya Unit 1 | G107177 | PLN |  | 110 | 2013 | operating | operating | operating | 4.1076 | 96.1989 | PT PLN (Persero) [100.0%] | Aceh | Aceh
Nagan Raya Unit 2 | G107178 | PLN |  | 110 | 2014 | operating | operating | operating | 4.1076 | 96.1989 | Unnamed special purpose vehicle [100.0%] | Aceh | Aceh
Nagan Raya Unit 3 | G107179 | PLN |  | 200 | 2023 | operating | operating | construction | 4.1156 | 96.2024 | China Datang Overseas Investment Co Ltd [62.0%]; PT Pembangunan Perumahan [33.7%]; other unknown/mixed entity types [4.0%] | Aceh | Aceh
Nagan Raya Unit 4 | G107180 | PLN |  | 200 | 2023 | operating | operating | construction | 4.1156 | 96.2024 | China Datang Overseas Investment Co Ltd [62.0%]; PT Pembangunan Perumahan [33.7%]; other unknown/mixed entity types [4.0%] | Aceh | Aceh
Nii Tanasa Unit 1 | NA | PLN |  | 10 | 2014 | operating | operating | operating | -3.8962 | 122.5378 | PT PLN (Persero) | Southeast Sulawesi | Sulawesi Tenggara
Nii Tanasa Unit 2 | NA | PLN |  | 10 | 2012 | operating | operating | operating | -3.8962 | 122.5378 | PT PLN (Persero) | Southeast Sulawesi | Sulawesi Tenggara
Nii Tanasa Unit 3 | NA | PLN |  | 10 | 2012 | operating | operating | operating | -3.8962 | 122.5378 | PT PLN (Persero) | Southeast Sulawesi | Sulawesi Tenggara
Ombilin Unit 1 | G107624 | PLN |  | 100 | 1996 | operating | operating | operating | -0.60902 | 100.7537 | PT PLN (Persero) [100.0%] | West Sumatra | Sumatra Barat
Ombilin Unit 2 | G107625 | PLN |  | 100 | 1997 | operating | operating | operating | -0.60902 | 100.7537 | PT PLN (Persero) [100.0%] | West Sumatra | Sumatra Barat
Pacitan Unit 1 | G107720 | PLN |  | 315 | 2011 | operating | operating | operating | -8.2578 | 111.3736 | PT PLN (Persero) [100.0%] | East Java | Jawa Timur
Pacitan Unit 2 | G107721 | PLN |  | 315 | 2011 | operating | operating | operating | -8.2578 | 111.3736 | PT PLN (Persero) [100.0%] | East Java | Jawa Timur
Paiton Unit 1 | G108040 | PLN |  | 400 | 1994 | operating | operating | operating | -7.7147 | 113.585 | PT PLN (Persero) [100.0%] | East Java | Jawa Timur
Paiton Unit 2 | G108041 | PLN |  | 400 | 1993 | operating | operating | operating | -7.7147 | 113.585 | PT PLN (Persero) [100.0%] | East Java | Jawa Timur
Paiton Unit 9 | G107729 | PLN |  | 660 | 2012 | operating | operating | operating | -7.711 | 113.5707 | PT PLN (Persero) [100.0%] | East Java | Jawa Timur
Palangkaraya Unit 1 | G107736 | PLN |  | 150 | 0 | cancelled | cancelled | cancelled | -1.769 | 113.654 | PT PLN (Persero) [100.0%] | Central Kalimantan | Kalimantan Tengah
Palangkaraya Unit 2 | G107737 | PLN |  | 150 | 0 | cancelled | cancelled | cancelled | -1.769 | 113.654 | PT PLN (Persero) [100.0%] | Central Kalimantan | Kalimantan Tengah
Palu Unit 1 | NA | PLN |  | 15 | 2006 | operating | operating | operating | -0.7332 | 119.8559 | PT PLN (Persero) | Central Sulawesi | Sulawesi Tengah
Palu Unit 2 | NA | PLN |  | 15 | 2006 | operating | operating | operating | -0.7332 | 119.8559 | PT PLN (Persero) | Central Sulawesi | Sulawesi Tengah
Palu Unit 3 | NA | PLN |  | 18 | 2016 | operating | operating | operating | -0.7332 | 119.8559 | PT PLN (Persero) | Central Sulawesi | Sulawesi Tengah
Palu Unit 4 | NA | PLN |  | 18 | 2016 | operating | operating | operating | -0.7332 | 119.8559 | PT PLN (Persero) | Central Sulawesi | Sulawesi Tengah
Palu-3 Unit 1 | G107744 | PLN |  | 50 | 2023 | construction | construction | construction | -0.7332 | 119.8559 | PT PLN (Persero) [100.0%] | Central Sulawesi | Sulawesi Tengah
Palu-3 Unit 2 | G113216 | PLN |  | 50 | 2023 | construction | construction | construction | -0.7332 | 119.8559 | PT PLN (Persero) [100.0%] | Central Sulawesi | Sulawesi Tengah
Pangkalan Susu Unit 1 | G107756 | PLN |  | 220 | 2015 | operating | operating | operating | 4.1207 | 98.2582 | PT PLN (Persero) [100.0%] | North Sumatra | Sumatra Utara
Pangkalan Susu Unit 2 | G107757 | PLN |  | 220 | 2014 | operating | operating | operating | 4.1207 | 98.2582 | PT PLN (Persero) [100.0%] | North Sumatra | Sumatra Utara
Pangkalan Susu Unit 3 | G107758 | PLN |  | 200 | 2019 | operating | operating | operating | 4.1207 | 98.2582 | PT PLN (Persero) [100.0%] | North Sumatra | Sumatra Utara
Pangkalan Susu Unit 4 | G107759 | PLN |  | 200 | 2019 | operating | operating | operating | 4.1207 | 98.2582 | PT PLN (Persero) [100.0%] | North Sumatra | Sumatra Utara
Pantai Kura-Kura Unit 1 | NA | PLN |  | 27.5 | 2025 | planned | planned | planned | 0.82965 | 108.8641 | PT PLN (Persero) | West Nusa Tenggara | Nusa Tenggara Barat
Pantai Kura-Kura Unit 2 | NA | PLN |  | 27.5 | 2025 | planned | planned | planned | 0.82965 | 108.8641 | PT PLN (Persero) | West Nusa Tenggara | Nusa Tenggara Barat
Parit Baru Unit 1 | G107834 | PLN |  | 50 | 2018 | construction | construction | operating | 0.05798 | 109.2036 | China Energy Engineering Corp Ltd; HKSCC Nominees Ltd; PT Praba Indopersada | West Kalimantan | Kalimantan Barat
Parit Baru Unit 2 | G107835 | PLN |  | 50 | 2019 | construction | construction | operating | 0.05798 | 109.2036 | China Energy Engineering Corp Ltd; HKSCC Nominees Ltd; PT Praba Indopersada | West Kalimantan | Kalimantan Barat
Parit Baru Unit 3 | G107836 | PLN |  | 50 | 2018 | shelved | shelved | operating | 0.05798 | 109.2036 | China Energy Engineering Corp Ltd; HKSCC Nominees Ltd; PT Praba Indopersada | West Kalimantan | Kalimantan Barat
Parit Baru Unit 4 | G107837 | PLN |  | 50 | 2019 | shelved | shelved | operating | 0.05798 | 109.2036 | China Energy Engineering Corp Ltd; HKSCC Nominees Ltd; PT Praba Indopersada | West Kalimantan | Kalimantan Barat
Pelabuhan Ratu Unit 1 | G107917 | PLN |  | 350 | 2013 | operating | operating | operating | -7.0242 | 106.5464 | PT PLN (Persero) [100.0%] | West Java | Jawa Barat
Pelabuhan Ratu Unit 2 | G107918 | PLN |  | 350 | 2013 | operating | operating | operating | -7.0242 | 106.5464 | PT PLN (Persero) [100.0%] | West Java | Jawa Barat
Pelabuhan Ratu Unit 3 | G107919 | PLN |  | 350 | 2013 | operating | operating | operating | -7.0242 | 106.5464 | PT PLN (Persero) [100.0%] | West Java | Jawa Barat
PLN Paiton Baru Unit 10 | G107728 | PLN |  | 660 | 0 | cancelled | cancelled | cancelled | -7.711 | 113.5707 | PT PLN (Persero) [100.0%] | East Java | Jawa Timur
Pulang Pisau Unit 1 | G105488 | PLN |  | 60 | 2016 | operating | operating | operating | -2.8226 | 114.2088 | PT PLN (Persero) [100.0%] | Central Kalimantan | Kalimantan Tengah
Pulang Pisau Unit 2 | G105489 | PLN |  | 60 | 2017 | operating | operating | operating | -2.8226 | 114.2088 | PT PLN (Persero) [100.0%] | Central Kalimantan | Kalimantan Tengah
Punagaya Unit 1 | G109863 | PLN |  | 100 | 2017 | operating | operating | operating | -5.6236 | 119.5508 | PT PLN (Persero) [100.0%] | South Sulawesi | Sulawesi Selatan
Punagaya Unit 2 | G109864 | PLN |  | 100 | 2018 | operating | operating | operating | -5.6236 | 119.5508 | PT PLN (Persero) [100.0%] | South Sulawesi | Sulawesi Selatan
Rembang Unit 1 | G108526 | PLN |  | 315 | 2011 | operating | operating | operating | -6.636 | 111.4749 | PT PLN (Persero) [100.0%] | Central Java | Jawa Tengah
Rembang Unit 2 | G108527 | PLN |  | 315 | 2011 | operating | operating | operating | -6.636 | 111.4749 | PT PLN (Persero) [100.0%] | Central Java | Jawa Tengah
Riau Kemitraan Unit 1 | G108562 | PLN |  | 600 | 0 | cancelled | cancelled | cancelled | -0.52622 | 101.969 | PT Bukit Asam; PT PLN (Persero) | Riau | Riau
Riau Kemitraan Unit 2 | G108563 | PLN |  | 600 | 0 | cancelled | cancelled | cancelled | -0.52622 | 101.969 | PT Bukit Asam; PT PLN (Persero) | Riau | Riau
Riau-1 Unit 1 | G100952 | PLN |  | 300 | 2028 | cancelled | cancelled | cancelled | -0.35 | 102.5331 | PT PLN (Persero); PT Samantaka Batubara | Riau | Riau
Riau-1 Unit 2 | G100953 | PLN |  | 300 | 2028 | cancelled | cancelled | cancelled | -0.35 | 102.5331 | PT PLN (Persero); PT Samantaka Batubara | Riau | Riau
Ropa Unit 1 | NA | PLN |  | 7 | 2014 | operating | operating | operating | -8.5086 | 121.7013 | PT PLN (Persero) | East Nusa Tenggara | Nusa Tenggara Timur
Ropa Unit 2 | NA | PLN |  | 7 | 2014 | operating | operating | operating | -8.5086 | 121.7013 | PT PLN (Persero) | East Nusa Tenggara | Nusa Tenggara Timur
Rote Ndao Unit 1 | NA | PLN |  | 3 | 2025 | planned | planned | planned | -10.6714 | 123.1088 | PT PLN (Persero) | East Nusa Tenggara | Nusa Tenggara Timur
Rote Ndao Unit 2 | NA | PLN |  | 3 | 2025 | planned | planned | planned | -10.6714 | 123.1088 | PT PLN (Persero) | East Nusa Tenggara | Nusa Tenggara Timur
Sampit Unit 1 | NA | PLN |  | 25 | 2025 | planned | planned | planned | -2.7623 | 112.9064 | PT PLN (Persero) | Central Kalimantan | Kalimantan Tengah
Sampit Unit 2 | NA | PLN |  | 25 | 2025 | planned | planned | planned | -2.7623 | 112.9064 | PT PLN (Persero) | Central Kalimantan | Kalimantan Tengah
Sanggau Unit 1 | NA | PLN |  | 7 | 2014 | operating | operating | operating | 0.03071 | 110.5555 | PT PLN (Persero) | West Kalimantan | Kalimantan Barat
Sanggau Unit 2 | NA | PLN |  | 7 | 2014 | operating | operating | operating | 0.03071 | 110.5555 | PT PLN (Persero) | West Kalimantan | Kalimantan Barat
Sebalang Unit 1 | G106136 | PLN |  | 100 | 2015 | operating | operating | operating | -5.5859 | 105.3872 | PT PLN (Persero) [100.0%] | Lampung | Lampung
Sebalang Unit 2 | G106137 | PLN |  | 100 | 2015 | operating | operating | operating | -5.5859 | 105.3872 | PT PLN (Persero) [100.0%] | Lampung | Lampung
Sintang Unit 1 | NA | PLN |  | 7 | 2018 | operating | operating | operating | 0.074257 | 111.434 | PT PLN (Persero) | West Kalimantan | Kalimantan Barat
Sintang Unit 2 | NA | PLN |  | 7 | 2018 | operating | operating | operating | 0.074257 | 111.434 | PT PLN (Persero) | West Kalimantan | Kalimantan Barat
Sintang Unit 3 | NA | PLN |  | 7 | 2018 | operating | operating | operating | 0.074257 | 111.434 | PT PLN (Persero) | West Kalimantan | Kalimantan Barat
Sofifi Unit 1 | NA | PLN |  | 3 | 2023 | operating | operating | planned | 0.64967 | 127.5413 | PT PLN (Persero) | North Maluku | Maluku Utara
Sofifi Unit 2 | NA | PLN |  | 3 | 2023 | operating | operating | planned | 0.64967 | 127.5413 | PT PLN (Persero) | North Maluku | Maluku Utara
Sorong Unit 1 | NA | PLN |  | 7 | 2023 | operating | operating | planned | -1.0195 | 131.2494 | PT PLN (Persero) | West Papua | Papua Barat
Sorong Unit 2 | NA | PLN |  | 7 | 2023 | operating | operating | planned | -1.0195 | 131.2494 | PT PLN (Persero) | West Papua | Papua Barat
Sorong Unit 3 | NA | PLN |  | 7 | 2023 | operating | operating | planned | -1.0195 | 131.2494 | PT PLN (Persero) | West Papua | Papua Barat
Sorong Unit 4 | NA | PLN |  | 7 | 2023 | operating | operating | planned | -1.0195 | 131.2494 | PT PLN (Persero) | West Papua | Papua Barat
Suge Unit 1 | NA | PLN |  | 16.5 | 2015 | operating | operating | operating | -2.8921 | 107.5647 | PT PLN (Persero) | Bangka-Belitung | Bangka-Belitung
Suge Unit 2 | NA | PLN |  | 16.5 | 2015 | operating | operating | operating | -2.8921 | 107.5647 | PT PLN (Persero) | Bangka-Belitung | Bangka-Belitung
Sulbagsel-1 Unit 1 | G113831 | PLN |  | 200 | 2023 | cancelled | cancelled | cancelled | -3.8215 | 121.9721 | PT PLN (Persero) [100.0%] | South Sulawesi | Sulawesi Selatan
Sulbagsel-1 Unit 2 | G114190 | PLN |  | 200 | 2024 | cancelled | cancelled | cancelled | -3.8215 | 121.9721 | PT PLN (Persero) [100.0%] | South Sulawesi | Sulawesi Selatan
Sulsel Barru Unit 1 | G100641 | PLN |  | 50 | 2013 | operating | operating | operating | -4.2933 | 119.6313 | PT PLN (Persero) [100.0%] | South Sulawesi | Sulawesi Selatan
Sulsel Barru Unit 2 | G100642 | PLN |  | 50 | 2013 | operating | operating | operating | -4.2933 | 119.6313 | PT PLN (Persero) [100.0%] | South Sulawesi | Sulawesi Selatan
Sulsel Barru-2 | G100643 | PLN |  | 100 | 2021 | construction | construction | construction | -4.2933 | 119.6313 | PT PLN (Persero) [100.0%] | South Sulawesi | Sulawesi Selatan
Sulut-1 Unit 1 | G109686 | PLN |  | 50 | 2023 | construction | construction | construction | 0.89018 | 123.4701 | PT PLN (Persero) [100.0%] | North Sulawesi | Sulawesi Utara
Sulut-1 Unit 2 | G113218 | PLN |  | 50 | 2023 | construction | construction | construction | 0.89018 | 123.4701 | PT PLN (Persero) [100.0%] | North Sulawesi | Sulawesi Utara
Sumbagut (Sibolga Baru) Unit 1 | G109689 | PLN |  | 115 | 0 | cancelled | cancelled | cancelled | 1.7176 | 98.7265 | PT PLN (Persero) [100.0%] | North Sumatra | Sumatra Utara
Sumbagut (Sibolga Baru) Unit 2 | G109690 | PLN |  | 115 | 0 | cancelled | cancelled | cancelled | 1.7176 | 98.7265 | PT PLN (Persero) [100.0%] | North Sumatra | Sumatra Utara
Sumbawa Barat Unit 1 | NA | PLN |  | 7 | 2019 | operating | operating | operating | -8.7421 | 116.7769 | PT PLN (Persero) | West Nusa Tenggara | Nusa Tenggara Barat
Sumbawa Barat Unit 2 | NA | PLN |  | 7 | 2019 | operating | operating | operating | -8.7421 | 116.7769 | PT PLN (Persero) | West Nusa Tenggara | Nusa Tenggara Barat
Suralaya Unit 1 | G100539 | PLN |  | 400 | 1984 | operating | operating | operating | -5.8919 | 106.0302 | PT PLN (Persero) [100.0%] | Banten | Banten
Suralaya Unit 2 | G100540 | PLN |  | 400 | 1985 | operating | operating | operating | -5.8919 | 106.0302 | PT PLN (Persero) [100.0%] | Banten | Banten
Suralaya Unit 3 | G100541 | PLN |  | 400 | 1988 | operating | operating | operating | -5.8919 | 106.0302 | PT PLN (Persero) [100.0%] | Banten | Banten
Suralaya Unit 4 | G100542 | PLN |  | 400 | 1989 | operating | operating | operating | -5.8919 | 106.0302 | PT PLN (Persero) [100.0%] | Banten | Banten
Suralaya Unit 5 | G100543 | PLN |  | 600 | 1996 | operating | operating | operating | -5.8919 | 106.0302 | PT PLN (Persero) [100.0%] | Banten | Banten
Suralaya Unit 6 | G100544 | PLN |  | 600 | 1997 | operating | operating | operating | -5.8919 | 106.0302 | PT PLN (Persero) [100.0%] | Banten | Banten
Suralaya Unit 7 | G100545 | PLN |  | 600 | 1997 | operating | operating | operating | -5.8919 | 106.0302 | PT PLN (Persero) [100.0%] | Banten | Banten
Suralaya Unit 8 | G100537 | PLN |  | 625 | 2011 | operating | operating | operating | -5.8892 | 106.0336 | PT PLN (Persero) [100.0%] | Banten | Banten
Talaud Unit 1 | NA | PLN |  | 3 | 2022 | operating | operating | planned | 4.0754 | 126.6976 | PT PLN (Persero) | North Sulawesi | Sulawesi Utara
Talaud Unit 2 | NA | PLN |  | 3 | 2022 | operating | operating | planned | 4.0754 | 126.6976 | PT PLN (Persero) | North Sulawesi | Sulawesi Utara
Tanah Grogot Unit 1 | NA | PLN |  | 7 | 2023 | operating | operating | planned | -1.8163 | 116.1933 | PT PLN (Persero) | East Kalimantan | Kalimantan Timur
Tanah Grogot Unit 2 | NA | PLN |  | 7 | 2023 | operating | operating | planned | -1.8163 | 116.1933 | PT PLN (Persero) | East Kalimantan | Kalimantan Timur
Tanjung Awar-Awar Unit 1 | G109946 | PLN |  | 350 | 2012 | operating | operating | operating | -6.8105 | 111.9955 | PT PLN (Persero) [100.0%] | East Java | Jawa Timur
Tanjung Awar-Awar Unit 2 | G109947 | PLN |  | 350 | 2013 | operating | operating | operating | -6.8105 | 111.9955 | PT PLN (Persero) [100.0%] | East Java | Jawa Timur
Tanjung Balai Karimun Unit 1 | NA | PLN |  | 7 | 2014 | operating | operating | operating | 1.0453 | 103.4105 | PT PLN (Persero) | Riau Islands | Kepulauan Riau
Tanjung Balai Karimun Unit 2 | NA | PLN |  | 7 | 2013 | operating | operating | operating | 1.0453 | 103.4105 | PT PLN (Persero) | Riau Islands | Kepulauan Riau
Tanjung Pasir Unit 1 | G109964 | PLN |  | 200 | 0 | cancelled | cancelled | cancelled | 4.1102 | 98.2191 | PT PLN (Persero) [100.0%] | North Sumatra | Sumatra Utara
Tanjung Pasir Unit 2 | G109965 | PLN |  | 200 | 0 | cancelled | cancelled | cancelled | 4.1102 | 98.2191 | PT PLN (Persero) [100.0%] | North Sumatra | Sumatra Utara
Tanjung Selor Unit 1 | NA | PLN |  | 7 | 2023 | operating | operating | planned | 2.8138 | 117.3675 | PT PLN (Persero) | North Kalimantan | Kalimantan Utara
Tanjung Selor Unit 2 | NA | PLN |  | 7 | 2023 | operating | operating | planned | 2.8138 | 117.3675 | PT PLN (Persero) | North Kalimantan | Kalimantan Utara
Tarahan Unit 3 | G109971 | PLN |  | 100 | 2007 | operating | operating | operating | -5.5212 | 105.3535 | PT PLN (Persero) [100.0%] | Lampung | Lampung
Tarahan Unit 4 | G109972 | PLN |  | 100 | 2007 | operating | operating | operating | -5.5212 | 105.3535 | PT PLN (Persero) [100.0%] | Lampung | Lampung
Tarahan Unit 5 | G114353 | PLN |  | 300 | 2022 | cancelled | cancelled | cancelled | -5.5212 | 105.3535 | PT PLN (Persero) [100.0%] | Lampung | Lampung
Tarakan | G109973 | PLN |  | 200 | 0 | cancelled | cancelled | cancelled | 3.3 | 117.6333 | PT PLN (Persero) [100.0%] | North Kalimantan | Kalimantan Utara
Teluk Balikpapan Unit 1 | G105492 | PLN |  | 110 | 2017 | operating | operating | operating | -1.1704 | 116.7887 | PT PLN (Persero) [100.0%] | East Kalimantan | Kalimantan Timur
Teluk Balikpapan Unit 2 | G105493 | PLN |  | 110 | 2017 | operating | operating | operating | -1.1704 | 116.7887 | PT PLN (Persero) [100.0%] | East Kalimantan | Kalimantan Timur
Teluk Sirih Unit 1 | G109998 | PLN |  | 112 | 2013 | operating | operating | operating | -1.0765 | 100.3724 | PT PLN (Persero) [100.0%] | West Sumatra | Sumatra Barat
Teluk Sirih Unit 2 | G109999 | PLN |  | 112 | 2013 | operating | operating | operating | -1.0765 | 100.3724 | PT PLN (Persero) [100.0%] | West Sumatra | Sumatra Barat
Tembilahan Unit 1 | NA | PLN |  | 7 | 2015 | operating | operating | operating | -0.29817 | 103.2037 | PT PLN (Persero) | Riau | Riau
Tembilahan Unit 2 | NA | PLN |  | 7 | 2015 | operating | operating | operating | -0.29817 | 103.2037 | PT PLN (Persero) | Riau | Riau
Tenayan Unit 1 | G107915 | PLN |  | 110 | 2016 | operating | operating | operating | 0.56437 | 101.5234 | PT PLN (Persero) [100.0%] | Riau | Riau
Tenayan Unit 2 | G107916 | PLN |  | 110 | 2017 | operating | operating | operating | 0.56437 | 101.5234 | PT PLN (Persero) [100.0%] | Riau | Riau
Tidore Unit 1 | NA | PLN |  | 7 | 2016 | operating | operating | operating | 0.73908 | 127.3887 | PT PLN (Persero) | North Maluku | Maluku Utara
Tidore Unit 2 | NA | PLN |  | 7 | 2016 | operating | operating | operating | 0.73908 | 127.3887 | PT PLN (Persero) | North Maluku | Maluku Utara
Timor-1 Unit 1 | G110178 | PLN |  | 50 | 2022 | construction | construction | construction | -10.352 | 123.4599 | PT PLN (Persero) [100.0%] | East Nusa Tenggara | Nusa Tenggara Timur
Timor-1 Unit 2 | G110179 | PLN |  | 50 | 2022 | construction | construction | construction | -10.352 | 123.4599 | PT PLN (Persero) [100.0%] | East Nusa Tenggara | Nusa Tenggara Timur

## PLN & IPP
Data Source | CFPP name | Capacity (MW) | GEM unit/phase ID | GEM ID | GCPT name - plant & unit | Island | In RUPTL 2021-2030 | In RUPTL 2025-2034 | Biomass Co-firing Status | Biomass type | Biomass share | Gov. Prog. | Status June 2023, JETP | Status July 2024 | Status July 2026 | COD | COD_RUPTL 2025-2034 (Base) | Retirement target | Years in operation | Capacity Group | YO Group | Owner | Steam Tech. | Boiler Tech. | thermal_efficiency | Emission Control Tech. | Notes | Latitude | Longitude | Annual NOx, ton/year | Annual SOx, ton/year | Annual PMs, ton/year | Conc. NOx | Conc. SOx | Conc. PM | Unit for gases | Hg in coal, ppb | Stack height (m) | Stack diameter (m) | Flue exit temp (℃) | Flue velocity (m/s) | Link
Priority | Alor Unit 1 | 3 | NA | NA | <30 MW | Nusa Tenggara | Yes |  | None |  |  |  | planned | planned |  | 2025 |  |  | 1 | 1 | 1 | PLN | SubC | Stoker |  |  |  | -8.2417 | 124.532
| Alor Unit 2 | 3 | NA | NA | <30 MW | Nusa Tenggara | Yes |  | None |  |  |  | planned | planned |  | 2025 |  |  | 1 | 1 | 1 | PLN | SubC | Stoker |  |  |  | -8.2417 | 124.532
| Ampana Unit 1 | 3 | NA | NA | <30 MW | Sulawesi |  |  | Commercial/implemented | Woodchip | 5% |  | operating | operating | operating | 2017 |  |  | 9 | 1 | 2 | PLN | [5 empty] | -0.96418 | 121.823
| Ampana Unit 2 | 3 | NA | NA | <30 MW | Sulawesi |  |  | Commercial/implemented | Woodchip | 5% |  | operating | operating | operating | 2017 |  |  | 9 | 1 | 2 | PLN | [5 empty] | -0.96418 | 121.823
| Atambua Unit 1 | 6 | NA | NA | <30 MW | Nusa Tenggara | Yes | Yes | None |  |  |  | planned | planned |  | 2027 | 2030 |  | -1 | 1 | Planned | PLN | SubC | Stoker |  |  |  | -0.3731 | 117.0625
| Atambua Unit 2 | 6 | NA | NA | <30 MW | Nusa Tenggara | Yes | Yes | None |  |  |  | planned | planned |  | 2027 | 2030 |  | -1 | 1 | Planned | PLN | SubC | Stoker |  |  |  | -0.3731 | 117.0625
| Atambua Unit 3 | 6 | NA | NA | <30 MW | Nusa Tenggara | Yes | Yes | None |  |  |  | planned | planned |  | 2027 | 2030 |  | -1 | 1 | Planned | PLN | SubC | Stoker |  |  |  | -0.3731 | 117.0625
| Atambua Unit 4 | 6 | NA | NA | <30 MW | Nusa Tenggara | Yes | Yes | None |  |  |  | planned | planned |  | 2027 | 2030 |  | -1 | 1 | Planned | PLN | SubC | Stoker |  |  |  | -0.3731 | 117.0625
| Berau Unit 1 | 7 | NA | NA | <30 MW | Kalimantan |  |  | Commercial/implemented | Palm Kernel Shell | 5% |  | operating | operating | operating | 2020 |  |  | 6 | 1 | 2 | PLN | SubC | Stoker |  | ESP |  | 2.1567 | 117.3923
| Berau Unit 2 | 7 | NA | NA | <30 MW | Kalimantan |  |  | Commercial/implemented | Palm Kernel Shell | 5% |  | operating | operating | operating | 2019 |  |  | 7 | 1 | 2 | PLN | SubC | Stoker |  | ESP |  | 2.1567 | 117.3923
| Bima Unit 1 | 10 | NA | NA | <30 MW | Nusa Tenggara | Yes |  | None |  |  | FTP-1 | planned | planned |  | 2029 |  |  | -3 | 1 | Planned | PLN | SubC | CFB |  |  |  | -8.4073 | 118.6998
| Bima Unit 2 | 10 | NA | NA | <30 MW | Nusa Tenggara | Yes |  | None |  |  | FTP-1 | planned | planned |  | 2029 |  |  | -3 | 1 | Planned | PLN | SubC | CFB |  |  |  | -8.4073 | 118.6998
| Embalut Unit 1 | 25 | NA | NA | <30 MW | Kalimantan |  |  | None |  |  |  | operating | operating | operating | 2008 |  |  | 18 | 1 | 4 | IPP | SubC | PC |  |  |  | -0.3731 | 117.0625
| Embalut Unit 2 | 25 | NA | NA | <30 MW | Kalimantan |  |  | None |  |  |  | operating | operating | operating | 2008 |  |  | 18 | 1 | 4 | IPP | SubC | PC |  |  |  | -0.3731 | 117.0625
| Gorontalo Unit 1 | 25 | NA | NA | <30 MW | Sulawesi |  |  | Commercial/implemented | Woodchip & Sawdust | 5% |  | operating | operating | operating | 2020 |  |  | 6 | 1 | 2 | PLN | SubC | CFB |  | ESP, Cyclone, Limestone |  | 0.85051 | 122.7964
| Gorontalo Unit 2 | 25 | NA | NA | <30 MW | Sulawesi |  |  | Commercial/implemented | Woodchip & Sawdust | 5% |  | operating | operating | operating | 2020 |  |  | 6 | 1 | 2 | PLN | SubC | CFB |  | ESP, Cyclone, Limestone |  | 0.85051 | 122.7964
| Holtekamp Unit 1 | 10 | NA | NA | <30 MW | Papua |  |  | Commercial/implemented | Woodchip | NA |  | operating | operating | operating | 2011 |  |  | 15 | 1 | 3 | PLN | SubC | Stoker |  | Dust Collector, Desulphuriser |  | -2.6143 | 140.7905
| Holtekamp Unit 2 | 10 | NA | NA | <30 MW | Papua |  |  | Commercial/implemented | Woodchip | NA |  | operating | operating | operating | 2011 |  |  | 15 | 1 | 3 | PLN | SubC | Stoker |  | Dust Collector, Desulphuriser |  | -2.6143 | 140.7905
| Jeranjang Unit 1 | 25 | NA | NA | <30 MW | Nusa Tenggara |  |  | Commercial/implemented | Sawdust, Waste Pellet | 3% |  | operating | operating | operating | 2014 |  |  | 12 | 1 | 3 | PLN | SubC | CFB |  | ESP, Low NOx Burner |  | -8.6588 | 116.0731 | [7 empty] | 77.6
| Jeranjang Unit 2 | 25 | NA | NA | <30 MW | Nusa Tenggara |  |  | Commercial/implemented | Sawdust, Waste Pellet | 3% |  | operating | operating | operating | 2014 |  |  | 12 | 1 | 3 | PLN | SubC | CFB |  | ESP, Low NOx Burner |  | -8.6588 | 116.0731 | [7 empty] | 77.6
| Jeranjang Unit 3 | 25 | NA | NA | <30 MW | Nusa Tenggara |  |  | Commercial/implemented | Sawdust, Waste Pellet | 3% |  | operating | operating | operating | 2014 |  |  | 12 | 1 | 3 | PLN | SubC | CFB |  | ESP, Low NOx Burner | 16/8/24 - new entry, Jeranjang, 3x25MW, https://www.rri.co.id/bisnis/529070/dukung-nze-2050-pt-pba-komitmen-penuhi-biomassa-pltu-jeranjang | -8.6588 | 116.0731 | [7 empty] | 77.6
Priority | Kaltim (MT) Unit 1 | 27.5 | NA | NA | <30 MW | Kalimantan |  |  | None |  |  |  | operating | operating | operating | 2018 |  |  | 8 | 1 | 2 | IPP | SubC-MM | CFB |  |  | PLTU Muara Jawa - Kutai Kartanegara, Kalimantan Timur | -0.7786 | 117.1889
| Kaltim (MT) Unit 2 | 27.5 | NA | NA | <30 MW | Kalimantan |  |  | None |  |  |  | operating | operating | operating | 2018 |  |  | 8 | 1 | 2 | IPP | SubC-MM | CFB |  |  | PLTU Muara Jawa - Kutai Kartanegara, Kalimantan Timur | -0.7786 | 117.1889
| Ketapang Unit 1 | 10 | NA | NA | <30 MW | Kalimantan |  |  | Commercial/implemented | Palm Kernel Shell | 5% |  | operating | operating | operating | 2016 |  |  | 10 | 1 | 2 | PLN | SubC | CFB |  | ESP, Low NOx Burner, Limestone |  | -1.7801 | 109.9427 | [7 empty] | 63.4
AMDAL on hand | Ketapang Unit 2 | 10 | NA | NA | <30 MW | Kalimantan |  |  | Commercial/implemented | Palm Kernel Shell | 5% |  | operating | operating | operating | 2016 |  |  | 10 | 1 | 2 | PLN | SubC | CFB |  | ESP, Limestone |  | -1.7801 | 109.9427 | [7 empty] | 63.4
AMDAL on hand | Kotabaru Unit 1 | 7 | NA | NA | <30 MW | Kalimantan | Yes | Yes | None |  |  |  | planned | planned |  | 2025 | 2030 |  | 1 | 1 | 1 | PLN | SubC | Stoker |  |  |  | -3.2127 | 116.2567
| Kotabaru Unit 2 | 7 | NA | NA | <30 MW | Kalimantan | Yes | Yes | None |  |  |  | planned | planned |  | 2025 | 2030 |  | 1 | 1 | 1 | PLN | SubC | Stoker |  |  |  | -3.2127 | 116.2567
| Kupang Baru Unit 1 | 15 | NA | NA | <30 MW | Nusa Tenggara |  | Yes | Commercial/implemented | Woodchip | 5% |  |  |  |  | 2025 | 2025 |  | 1 | 1 | 1 | PLN | [5 empty] | -10.239 | 123.4902
| Kupang Baru Unit 2 | 15 | NA | NA | <30 MW | Nusa Tenggara |  | Yes | Commercial/implemented | Woodchip | 5% |  |  |  |  | 2025 | 2025 |  | 1 | 1 | 1 | PLN | [5 empty] | -10.239 | 123.4902
| Kupang Unit 1 | 16.5 | NA | NA | <30 MW | Nusa Tenggara |  |  | Commercial/implemented | Woodchip | 5% | FTP-1 | operating | operating | operating | 2013 |  |  | 13 | 1 | 3 | PLN | SubC | CFB |  | ESP |  | -10.2389 | 123.4903 | [7 empty] | 50.75
| Kupang Unit 2 | 16.5 | NA | NA | <30 MW | Nusa Tenggara |  |  | Commercial/implemented | Woodchip | 5% | FTP-1 | operating | operating | operating | 2013 |  |  | 13 | 1 | 3 | PLN | SubC | CFB |  | ESP |  | -10.2389 | 123.4903 | [7 empty] | 50.75
| Lati Unit 1 | 7 | NA | NA | <30 MW | Kalimantan |  |  | None |  |  |  | operating | operating | operating | 2004 |  |  | 22 | 1 | 5 | IPP | SubC | Stoker |  |  |  | 2.215 | 117.6191
| Lati Unit 2 | 7 | NA | NA | <30 MW | Kalimantan |  |  | None |  |  |  | operating | operating | operating | 2004 |  |  | 22 | 1 | 5 | IPP | SubC | Stoker |  |  |  | 2.215 | 117.6191
| Lati Unit 3 | 7 | NA | NA | <30 MW | Kalimantan |  |  | None |  |  |  | operating | operating | operating | 2004 |  |  | 22 | 1 | 5 | IPP | SubC | Stoker |  |  |  | 2.215 | 117.6191
AMDAL on hand | Lombok Timur Unit 1 | 25 | NA | NA | <30 MW | Nusa Tenggara |  |  | None |  |  |  | operating | operating | operating | 2017 |  |  | 9 | 1 | 2 | IPP | SubC | CFB |  |  | Location: Desa Padak Guar, Kelurahan Labuan Pandan, Kecamatan Sambelia, Kabupaten Lombok Timur, Provinsi Nusa Tenggara Barat | -8.4349 | 116.7051 | [12 empty] | https://web.pln.co.id/cms/media/siaran-pers/2013/07/pln-tandatangani-perjanjian-jual-beli-listrik-pltu-lombok-timur-dengan-pt-lombok-energy-dynamics/
AMDAL on hand | Lombok Timur Unit 2 | 25 | NA | NA | <30 MW | Nusa Tenggara |  |  | None |  |  |  | operating | operating | operating | 2017 |  |  | 9 | 1 | 2 | IPP | SubC | CFB |  |  | Location: Desa Padak Guar, Kelurahan Labuan Pandan, Kecamatan Sambelia, Kabupaten Lombok Timur, Provinsi Nusa Tenggara Barat | -8.4349 | 116.7051
AMDAL on hand | Malinau Unit 1 | 3 | NA | NA | <30 MW | Kalimantan | Yes |  | Commercial/implemented | Palm Kernel Shell | NA |  | construction | operating | operating | 2021 |  |  | 5 | 1 | 1 | PLN | SubC | Stoker |  |  |  | 3.6363 | 116.6717
| Malinau Unit 2 | 3 | NA | NA | <30 MW | Kalimantan | Yes |  | Commercial/implemented | Palm Kernel Shell | NA |  | construction | operating | operating | 2021 |  |  | 5 | 1 | 1 | PLN | SubC | Stoker |  |  |  | 3.6363 | 116.6717
| Mamuju Unit 1 | 25 | NA | NA | <30 MW | Sulawesi |  |  | None |  |  |  | operating | operating | operating | 2018 |  |  | 8 | 1 | 2 | IPP | SubC | CFB |  |  |  | -2.4724 | 119.1469
AMDAL on hand | Mamuju Unit 2 | 25 | NA | NA | <30 MW | Sulawesi |  |  | None |  |  |  | operating | operating | operating | 2018 |  |  | 8 | 1 | 2 | IPP | SubC | CFB |  |  |  | -2.4724 | 119.1469
AMDAL on hand | Molotabu Unit 1 | 10 | NA | NA | <30 MW | Sulawesi |  |  | None |  |  |  | operating | operating | operating | 2013 |  |  | 13 | 1 | 3 | PLN | SubC | CFB |  | ESP, Low NOx Burner |  | 0.43403 | 123.1341
AMDAL on hand | Molotabu Unit 2 | 10 | NA | NA | <30 MW | Sulawesi |  |  | None |  |  |  | operating | operating | operating | 2013 |  |  | 13 | 1 | 3 | PLN | SubC | CFB |  |  |  | 0.43403 | 123.1341
AMDAL on hand | Nabire-Kalibobo Unit 1 | 7 | NA | NA | <30 MW | Papua | Yes |  | None |  |  |  | construction | operating | operating | 2022 |  |  | 4 | 1 | 1 | IPP | SubC | Stoker |  |  |  | -3.3797 | 135.4569
| Nabire-Kalibobo Unit 2 | 7 | NA | NA | <30 MW | Papua | Yes |  | None |  |  |  | construction | operating | operating | 2022 |  |  | 4 | 1 | 1 | IPP | SubC | Stoker |  |  |  | -3.3797 | 135.4569
| Nii Tanasa Unit 1 | 10 | NA | NA | <30 MW | Sulawesi |  |  | Commercial/implemented | Palm Kernel Shell | NA |  | operating | operating | operating | 2014 |  |  | 12 | 1 | 3 | PLN | SubC | Stoker |  | ESP |  | -3.8962 | 122.5378
| Nii Tanasa Unit 2 | 10 | NA | NA | <30 MW | Sulawesi |  |  | Commercial/implemented | Palm Kernel Shell | NA |  | operating | operating | operating | 2012 |  |  | 14 | 1 | 3 | PLN | SubC | Stoker |  | ESP |  | -3.8962 | 122.5378
| Nii Tanasa Unit 3 | 10 | NA | NA | <30 MW | Sulawesi |  |  | Commercial/implemented | Palm Kernel Shell | NA |  | operating | operating | operating | 2012 |  |  | 14 | 1 | 3 | PLN | SubC | Stoker |  | ESP |  | -3.8962 | 122.5378
| Palu Unit 1 | 15 | NA | NA | <30 MW | Sulawesi |  |  | None |  |  |  | operating | operating | operating | 2006 |  |  | 20 | 1 | 4 | PLN | SubC | CFB |  | ESP |  | -0.7332 | 119.8559
| Palu Unit 2 | 15 | NA | NA | <30 MW | Sulawesi |  |  | None |  |  |  | operating | operating | operating | 2006 |  |  | 20 | 1 | 4 | PLN | SubC | CFB |  | ESP |  | -0.7332 | 119.8559
| Palu Unit 3 | 18 | NA | NA | <30 MW | Sulawesi |  |  | None |  |  |  | operating | operating | operating | 2016 |  |  | 10 | 1 | 2 | PLN | SubC | CFB |  | ESP |  | -0.7332 | 119.8559
AMDAL on hand | Palu Unit 4 | 18 | NA | NA | <30 MW | Sulawesi |  |  | None |  |  |  | operating | operating | operating | 2016 |  |  | 10 | 1 | 2 | PLN | SubC | CFB |  | ESP |  | -0.7332 | 119.8559
AMDAL on hand | Pantai Kura-Kura Unit 1 | 27.5 | NA | NA | <30 MW | Kalimantan | Yes | Yes | None |  |  | FTP-1 | planned | planned |  | 2025 | 2030 |  | 1 | 1 | 1 | PLN | SubC | CFB |  |  |  | 0.82965 | 108.8641
AMDAL on hand | Pantai Kura-Kura Unit 2 | 27.5 | NA | NA | <30 MW | Kalimantan | Yes | Yes | None |  |  | FTP-1 | planned | planned |  | 2025 | 2030 |  | 1 | 1 | 1 | PLN | SubC | CFB |  |  |  | 0.82965 | 108.8641
| Ropa Unit 1 | 7 | NA | NA | <30 MW | Nusa Tenggara |  |  | Commercial/implemented | RDF Pellet | 10% |  | operating | operating | operating | 2014 |  |  | 12 | 1 | 3 | PLN | SubC | Stoker |  | ESP |  | -8.5086 | 121.7013 | [7 empty] | 53.94
CREA estimates available | Ropa Unit 2 | 7 | NA | NA | <30 MW | Nusa Tenggara |  |  | Commercial/implemented | RDF Pellet | 10% |  | operating | operating | operating | 2014 |  |  | 12 | 1 | 3 | PLN | SubC | Stoker |  | ESP |  | -8.5086 | 121.7013 | [7 empty] | 53.94
CREA estimates available | Rote Ndao Unit 1 | 3 | NA | NA | <30 MW | Nusa Tenggara | Yes |  | None |  |  |  | planned | planned |  | 2025 |  |  | 1 | 1 | 1 | PLN | SubC | Stoker |  |  |  | -10.6714 | 123.1088
CREA estimates available | Rote Ndao Unit 2 | 3 | NA | NA | <30 MW | Nusa Tenggara | Yes |  | None |  |  |  | planned | planned |  | 2025 |  |  | 1 | 1 | 1 | PLN | SubC | Stoker |  |  |  | -10.6714 | 123.1088
CREA estimates available | Sampit Unit 1 | 25 | NA | NA | <30 MW | Kalimantan | Yes | Yes | None |  |  |  | planned | planned |  | 2025 | 2030 |  | 1 | 1 | 1 | PLN | SubC | CFB |  |  |  | -2.7623 | 112.9064
Emissions Data available https://drive.google.com/drive/folders/18ffuFwBob8eZuk9B8MAWvkthY3IicOq8 | Sampit Unit 2 | 25 | NA | NA | <30 MW | Kalimantan | Yes | Yes | None |  |  |  | planned | planned |  | 2025 | 2030 |  | 1 | 1 | 1 | PLN | SubC | CFB |  |  |  | -2.7623 | 112.9064
Emissions Data available https://drive.google.com/drive/folders/18ffuFwBob8eZuk9B8MAWvkthY3IicOq8 | Sanggau Unit 1 | 7 | NA | NA | <30 MW | Kalimantan |  |  | Commercial/implemented | Palm Kernel Shell | 5% |  | operating | operating | operating | 2014 |  |  | 12 | 1 | 3 | PLN | SubC | Stoker |  | ESP, Limestone, Bag Filter |  | 0.03071 | 110.5555
AMDAL on hand | Sanggau Unit 2 | 7 | NA | NA | <30 MW | Kalimantan |  |  | Commercial/implemented | Palm Kernel Shell | 5% |  | operating | operating | operating | 2014 |  |  | 12 | 1 | 3 | PLN | SubC | Stoker |  | ESP, Limestone |  | 0.03071 | 110.5555
CREA estimates available | Sintang Unit 1 | 7 | NA | NA | <30 MW | Kalimantan |  |  | Commercial/implemented | Palm Kernel Shell | 5% |  | operating | operating | operating | 2018 |  |  | 8 | 1 | 2 | PLN | SubC | Stoker |  | ESP, Limestone |  | 0.074257 | 111.434
Priority | Sintang Unit 2 | 7 | NA | NA | <30 MW | Kalimantan |  |  | Commercial/implemented | Palm Kernel Shell | 5% |  | operating | operating | operating | 2018 |  |  | 8 | 1 | 2 | PLN | SubC | Stoker |  | ESP, Limestone |  | 0.074257 | 111.434
Priority | Sintang Unit 3 | 7 | NA | NA | <30 MW | Kalimantan |  |  | Commercial/implemented | Palm Kernel Shell | 5% |  | operating | operating | operating | 2018 |  |  | 8 | 1 | 2 | PLN | SubC | Stoker |  | ESP, Limestone |  | 0.074257 | 111.434
AMDAL on hand | Sofifi Unit 1 | 3 | NA | NA | <30 MW | North Maluku | Yes | Yes | Planned |  |  |  | operating | operating | operating | 2023 | 2025 |  | 3 | 1 | 1 | PLN | SubC | Stoker |  |  |  | 0.64967 | 127.5413
AMDAL on hand | Sofifi Unit 2 | 3 | NA | NA | <30 MW | North Maluku | Yes | Yes | Planned |  |  |  | operating | operating | operating | 2023 | 2025 |  | 3 | 1 | 1 | PLN | SubC | Stoker |  |  |  | 0.64967 | 127.5413
Priority | Sorong Unit 1 | 7 | NA | NA | <30 MW | Papua | Yes | Yes | None |  |  |  | planned | operating | operating | 2023 | 2025 |  | 3 | 1 | 1 | PLN | SubC | Stoker |  |  |  | -1.0195 | 131.2494
Priority | Sorong Unit 2 | 7 | NA | NA | <30 MW | Papua | Yes | Yes | None |  |  |  | planned | operating | operating | 2023 | 2025 |  | 3 | 1 | 1 | PLN | SubC | Stoker |  |  |  | -1.0195 | 131.2494
Priority | Sorong Unit 3 | 7 | NA | NA | <30 MW | Papua | Yes | Yes | None |  |  |  | planned | operating | operating | 2023 | 2026 |  | 3 | 1 | 1 | PLN | SubC | Stoker |  |  |  | -1.0195 | 131.2494
CREA estimates available | Sorong Unit 4 | 7 | NA | NA | <30 MW | Papua | Yes | Yes | None |  |  |  | planned | operating | operating | 2023 | 2026 |  | 3 | 1 | 1 | PLN | SubC | Stoker |  |  |  | -1.0195 | 131.2494
| Suge Unit 1 | 16.5 | NA | NA | <30 MW | Sumatra |  |  | Commercial/implemented | Palm Kernel Shell | 5% |  | operating | operating | operating | 2015 |  |  | 11 | 1 | 3 | PLN | SubC | CFB |  | ESP, Low NOx Burner |  | -2.8921 | 107.5647
| Suge Unit 2 | 16.5 | NA | NA | <30 MW | Sumatra |  |  | Commercial/implemented | Palm Kernel Shell | 5% |  | operating | operating | operating | 2015 |  |  | 11 | 1 | 3 | PLN | SubC | CFB |  | ESP |  | -2.8921 | 107.5647
| Sumbawa Barat Unit 1 | 7 | NA | NA | <30 MW | Nusa Tenggara |  |  | Commercial/implemented | Corncob | 3% |  | operating | operating | operating | 2019 |  |  | 7 | 1 | 2 | PLN | SubC | Stoker |  | ESP |  | -8.7421 | 116.7769
| Sumbawa Barat Unit 2 | 7 | NA | NA | <30 MW | Nusa Tenggara |  |  | Commercial/implemented | Corncob | 3% |  | operating | operating | operating | 2019 |  |  | 7 | 1 | 2 | PLN | SubC | Stoker |  | ESP |  | -8.7421 | 116.7769
| Talaud Unit 1 | 3 | NA | NA | <30 MW | Sulawesi | Yes |  | None |  |  |  | operating | operating | operating | 2022 |  |  | 4 | 1 | 1 | PLN | SubC | Stoker |  |  |  | 4.0754 | 126.6976
| Talaud Unit 2 | 3 | NA | NA | <30 MW | Sulawesi | Yes |  | None |  |  |  | operating | operating | operating | 2022 |  |  | 4 | 1 | 1 | PLN | SubC | Stoker |  |  |  | 4.0754 | 126.6976
| Tanah Grogot Unit 1 | 7 | NA | NA | <30 MW | Kalimantan | Yes | Yes | None |  |  |  | operating | operating | operating | 2023 | 2030 |  | 3 | 1 | 1 | PLN | SubC | Stoker |  |  |  | -1.8163 | 116.1933
| Tanah Grogot Unit 2 | 7 | NA | NA | <30 MW | Kalimantan | Yes | Yes | None |  |  |  | operating | operating | operating | 2023 | 2030 |  | 3 | 1 | 1 | PLN | SubC | Stoker |  |  |  | -1.8163 | 116.1933
| Tanjung Balai Karimun Unit 1 | 7 | NA | NA | <30 MW | Sumatra |  |  | Commercial/implemented | Woodchip | NA |  | operating | operating | operating | 2014 |  |  | 12 | 1 | 3 | PLN | SubC | Stoker |  | Low NOx Burner, Multicyclone |  | 1.0453 | 103.4105 | [7 empty] | 59.1
| Tanjung Balai Karimun Unit 2 | 7 | NA | NA | <30 MW | Sumatra |  |  | Commercial/implemented | Woodchip | NA |  | operating | operating | operating | 2013 |  |  | 13 | 1 | 3 | PLN | SubC | Stoker |  | Low NOx Burner, Multicyclone |  | 1.0453 | 103.4105 | [7 empty] | 59.1
| Tanjung Selor Unit 1 | 7 | NA | NA | <30 MW | Kalimantan | Yes | Yes | None |  |  |  |  | operating | operating | 2023 | 2030 |  | 3 | 1 | 1 | PLN | SubC | Stoker |  |  |  | 2.8138 | 117.3675
| Tanjung Selor Unit 2 | 7 | NA | NA | <30 MW | Kalimantan | Yes | Yes | None |  |  |  |  | operating | operating | 2023 | 2030 |  | 3 | 1 | 1 | PLN | SubC | Stoker |  |  |  | 2.8138 | 117.3675
| Tembilahan Unit 1 | 7 | NA | NA | <30 MW | Sumatra |  |  | Commercial/implemented | Woodchip | 25% |  | operating | operating | operating | 2015 |  |  | 11 | 1 | 3 | PLN | SubC | Stoker |  | ESP |  | -0.29817 | 103.2037
| Tembilahan Unit 2 | 7 | NA | NA | <30 MW | Sumatra |  |  | Commercial/implemented | Woodchip | 25% |  | operating | operating | operating | 2015 |  |  | 11 | 1 | 3 | PLN | SubC | Stoker |  | ESP |  | -0.29817 | 103.2037
| Tidore Unit 1 | 7 | NA | NA | <30 MW | North Maluku |  |  | Commercial/implemented | Woodchip | 5% |  | operating | operating | operating | 2016 |  |  | 10 | 1 | 2 | PLN | SubC | Stoker |  | ESP |  | 0.73908 | 127.3887 | [7 empty] | 57.5 | 40 | 3 | 26.85 | 54.12 | Stack: https://jurnal.ummu.ac.id/index.php/dintek/article/view/560
| Tidore Unit 2 | 7 | NA | NA | <30 MW | North Maluku |  |  | Commercial/implemented | Woodchip | 5% |  | operating | operating | operating | 2016 |  |  | 10 | 1 | 2 | PLN | SubC | Stoker |  | ESP |  | 0.73908 | 127.3887 | [7 empty] | 57.5 | 40 | 3 | 26.85 | 54.12 | Stack: https://jurnal.ummu.ac.id/index.php/dintek/article/view/560
| Adipala Unit 1 | 660 | G100000100040 | G100040 | Adipala Unit 1 | Java |  |  | Commercial/implemented | Sawdust | 5% |  | operating | operating | operating | 2015 |  |  | 11 | 4 | 3 | PLN | SC | PC |  | ESP, Low NOx Burner |  | -7.6859 | 109.1376 | [8 empty] | 210 |  |  |  | http://karya.brin.go.id/id/eprint/4612/1/PROSIDING_SUTANTO%20WW_DKK_PSTA_2012.pdf
| Amurang Unit 1 | 30 | G100000100180 | G100180 | Amurang Unit 1 | Sulawesi |  |  | Commercial/implemented | Sawdust | 5% |  | operating | operating | operating | 2012 |  |  | 14 | 1 | 3 | PLN | SubC | CFB |  | ESP, Low NOx Burner, Limestone |  | 1.1825 | 124.4806 | [8 empty] | 60.5 | 3.36 |  |  | Stack: https://www.tingtai.com.tw/h/albumDetail?key=yf8d3&cont=324544
| Amurang Unit 2 | 30 | G100000100181 | G100181 | Amurang Unit 2 | Sulawesi |  |  | Commercial/implemented | Sawdust | 5% |  | operating | operating | operating | 2012 |  |  | 14 | 1 | 3 | PLN | SubC | CFB |  | ESP, Low NOx Burner, Limestone |  | 1.1825 | 124.4806 | [8 empty] | 60.5 | 3.36 |  |  | Stack: https://www.tingtai.com.tw/h/albumDetail?key=yf8d3&cont=324544
| Amurang (Lease) Unit 1 | 30 | G100000113971 | G113971 | Amurang-2 Unit 1 | Sulawesi |  |  | None |  |  |  | operating | operating | operating | 2018 |  |  | 8 | 1 | 2 | PLN | SubC | CFB |  | ESP, Limestone |  | 1.1825 | 124.4806
| Amurang (Lease) Unit 2 | 30 | G100000113972 | G113972 | Amurang-2 Unit 2 | Sulawesi |  |  | None |  |  |  | operating | operating | operating | 2018 |  |  | 8 | 1 | 2 | PLN | SubC | CFB |  | ESP, Limestone |  | 1.1825 | 124.4806
| Asam-asam Unit 1 | 65 | G100000105482 | G105482 | Asam-Asam Unit 1 | Kalimantan |  |  | Commercial/implemented | Sawdust | 5% |  | operating | operating | operating | 2013 |  |  | 13 | 1 | 3 | PLN | SubC | PC |  | ESP, Low NOx Burner |  | -3.9265 | 115.1058 |  |  |  | 123 | 323 | 170 | ppm | 62.4 |  |  |  |  | https://www.jica.go.jp/english/our_work/evaluation/oda_loan/post/2004/pdf/theme_04-1_full.pdf https://drive.google.com/file/d/1pg5KB5pndXqSZ7J-ZeE1A8J0LMZ-gDb6/view?usp=share_link
| Asam-asam Unit 2 | 65 | G100000105483 | G105483 | Asam-Asam Unit 2 | Kalimantan |  |  | Commercial/implemented | Sawdust | 5% |  | operating | operating | operating | 2013 |  |  | 13 | 1 | 3 | PLN | SubC | PC |  | ESP, Low NOx Burner |  | -3.9265 | 115.1058 |  |  |  | 123 | 323 | 170 | ppm | 62.4 |  |  |  |  | https://www.jica.go.jp/english/our_work/evaluation/oda_loan/post/2004/pdf/theme_04-1_full.pdf https://drive.google.com/file/d/1pg5KB5pndXqSZ7J-ZeE1A8J0LMZ-gDb6/view?usp=share_link
| Kalselteng-2 Unit 1 | 100 | G100000100515 | G100515 | Asam-Asam Unit 5 | Kalimantan | Yes |  | Commercial/implemented | NA | NA |  | construction | construction | operating | 2024 |  |  | 2 | 1 | 1 | PLN | SubC | PC |  |  |  | -3.9265 | 115.1058
| Kalselteng-2 Unit 2 | 100 | G100000100516 | G100516 | Asam-Asam Unit 6 | Kalimantan | Yes |  | Commercial/implemented | NA | NA |  | construction | construction | operating | 2025 |  |  | 1 | 1 | 1 | PLN | SubC | PC |  |  |  | -3.9265 | 115.1058
| Asam-Asam Unit 3 | 65 | G100000100517 | G100517 | Asam-Asam Unit B-3 | Kalimantan |  |  | Commercial/implemented | Sawdust | 5% | FTP-1 | operating | operating | operating | 2000 |  |  | 26 | 1 | 6 | PLN | SubC | PC |  | ESP, Low NOx Burner |  | -3.9265 | 115.1058 |  |  |  | 123 | 323 | 170 | ppm | 62.4 |  |  |  |  | https://www.jica.go.jp/english/our_work/evaluation/oda_loan/post/2004/pdf/theme_04-1_full.pdf https://drive.google.com/file/d/1pg5KB5pndXqSZ7J-ZeE1A8J0LMZ-gDb6/view?usp=share_link
| Asam-Asam Unit 4 | 65 | G100000100518 | G100518 | Asam-Asam Unit B-4 | Kalimantan |  |  | Commercial/implemented | Sawdust | 5% | FTP-1 | operating | operating | operating | 2000 |  |  | 26 | 1 | 6 | PLN | SubC | PC |  | ESP, Low NOx Burner |  | -3.9265 | 115.1058 |  |  |  | 123 | 323 | 170 | ppm | 62.4 |  |  |  |  | https://www.jica.go.jp/english/our_work/evaluation/oda_loan/post/2004/pdf/theme_04-1_full.pdf https://drive.google.com/file/d/1pg5KB5pndXqSZ7J-ZeE1A8J0LMZ-gDb6/view?usp=share_link
| Air Anyir Unit 1 | 30 | G100000100508 | G100508 | Bangka Baru Unit 1 | Sumatra |  |  | Commercial/implemented | Woodchip | 5% |  | operating | operating | operating | 2014 |  |  | 12 | 1 | 3 | PLN | SubC | CFB |  | ESP |  | -2.0792 | 106.1496 | [7 empty] | 134 |  |  | 153.15 |  | https://repository.its.ac.id/76043/1/2112100072-Undergraduate_Thesis.pdf
| Air Anyir Unit 2 | 30 | G100000100509 | G100509 | Bangka Baru Unit 2 | Sumatra |  |  | Commercial/implemented | Woodchip | 5% |  | operating | operating | operating | 2014 |  |  | 12 | 1 | 3 | PLN | SubC | CFB |  | ESP |  | -2.0792 | 106.1496 | [7 empty] | 134 |  |  | 153.15 |  | https://repository.its.ac.id/76043/1/2112100072-Undergraduate_Thesis.pdf
| Sumsel-8 Unit 1 | 660 | G100000100510 | G100510 | Bangko Tengah Unit 1 | Sumatra | Yes |  | None |  |  |  | construction | operating | operating | 2023 |  |  | 3 | 4 | 1 | IPP | SC-MM | PC |  |  |  | -3.8387 | 103.8041
| Sumsel-8 Unit 2 | 660 | G100000100511 | G100511 | Bangko Tengah Unit 2 | Sumatra | Yes |  | None |  |  |  | construction | operating | operating | 2023 |  |  | 3 | 4 | 1 | IPP | SC-MM | PC |  |  |  | -3.8387 | 103.8041
| Banjarsari Unit 1 | 110 | G100000100519 | G100519 | Banjarsari Unit 1 | Sumatra |  |  | None |  |  |  | operating | operating | operating | 2015 |  |  | 11 | 2 | 3 | IPP | MM | CFB |  |  |  | -3.7251 | 103.6904
| Banjarsari Unit 2 | 110 | G100000100520 | G100520 | Banjarsari Unit 2 | Sumatra |  |  | None |  |  |  | operating | operating | operating | 2015 |  |  | 11 | 2 | 3 | IPP | MM | CFB |  |  |  | -3.7251 | 103.6904
| Labuan Unit 1 | 300 | G100000100530 | G100530 | Banten Labuan Unit 1 | Java |  |  | Commercial/implemented | Sawdust | 5% |  | operating | operating | operating | 2009 |  |  | 17 | 2 | 4 | PLN | SubC | PC |  | ESP, Low NOx Burner |  | -6.3922 | 105.8278 | [8 empty] | 215 | 7.5 | 95 | 87.56 | Stack: https://lib.ui.ac.id/file?file=digital/20296549-S1875-Dian%20Anggraeni.pdf
| Labuan Unit 2 | 300 | G100000100531 | G100531 | Banten Labuan Unit 2 | Java |  |  | Commercial/implemented | Sawdust | 5% |  | operating | operating | operating | 2010 |  |  | 16 | 2 | 4 | PLN | SubC | PC |  | ESP, Low NOx Burner |  | -6.3922 | 105.8278 | [8 empty] | 215 | 7.5 | 95 | 87.56 | Stack: https://lib.ui.ac.id/file?file=digital/20296549-S1875-Dian%20Anggraeni.pdf
| Lontar Unit 1 | 315 | G100000100532 | G100532 | Banten Lontar Unit 1 | Java |  |  | Commercial/implemented | Sawdust | 1% |  | operating | operating | operating | 2011 |  |  | 15 | 3 | 3 | PLN | SubC | PC |  | ESP, Low NOx Burner |  | -6.0589 | 106.4643 |  |  |  | 591.8 | 748.3 | 21.5 | mg/m3 | 26.34 | 127 | 6.5 | 131 | 25 | Stack: https://www.jbic.go.jp/ja/business-areas/environment/projects/pdf/44769_1.pdf
| Lontar Unit 2 | 315 | G100000100533 | G100533 | Banten Lontar Unit 2 | Java |  |  | Commercial/implemented | Sawdust | 1% |  | operating | operating | operating | 2012 |  |  | 14 | 3 | 3 | PLN | SubC | PC |  | ESP, Low NOx Burner |  | -6.0589 | 106.4643 |  |  |  | 590.8 | 747 | 21.5 | mg/m3 | 26.34 | 127 | 4.6 | 131 | 25 | Stack: https://www.jbic.go.jp/ja/business-areas/environment/projects/pdf/44769_1.pdf
| Lontar Unit 3 | 315 | G100000100534 | G100534 | Banten Lontar Unit 3 | Java |  |  | Commercial/implemented | Sawdust | 1% |  | operating | operating | operating | 2012 |  |  | 14 | 3 | 3 | PLN | SubC | PC |  | ESP, Low NOx Burner |  | -6.0589 | 106.4643 |  |  |  | 591.8 | 748.3 | 21.5 | mg/m3 | 26.34 | 127 | 4.6 | 131 | 25 | Stack: https://www.jbic.go.jp/ja/business-areas/environment/projects/pdf/44769_1.pdf
| Lontar Expansion | 315 | G100000100535 | G100535 | Banten Lontar Unit 4 | Java | Yes |  | Commercial/implemented | Sawdust | 1% |  | construction | construction | operating | 2024 |  |  | 2 | 3 | 1 | PLN | SubC | PC |  |  |  | -6.0589 | 106.4643 |  |  |  | 550 | 550 | 21 | mg/m3 | 26.34 | 127 | 4.6 | 131 | 25 | https://storage.googleapis.com/planet4-southeastasia-stateless/2020/03/e06c0c3f-double_standard_report.pdf https://www.jbic.go.jp/ja/business-areas/environment/projects/pdf/44769_1.pdf https://drive.google.com/file/d/17lIjLbUVzJX4fdEH5AOPiLhgGL5aYF92/view?usp=share_link
| Banten Serang Unit 1 | 660 | G100000100536 | G100536 | Banten Serang Unit 1 | Java |  |  | None |  |  |  | operating | operating | operating | 2017 |  |  | 9 | 4 | 2 | IPP | SC | PC |  |  |  | -5.883 | 106.0459 | [12 empty] | "Fully complied to environmental requirements"
| Suralaya Unit 1 | 400 | G100000100539 | G100539 | Banten Suralaya Phase I Unit 1 | Java |  |  | Commercial/implemented | Sawdust | 5% |  | operating | operating | operating | 1984 |  |  | 42 | 3 | 9 | PLN | SubC | PC | 34.36% | ESP, Low NOx Burner |  | -5.8919 | 106.0302 |  |  |  | 325.39 | 612.795 | 80.77 | mg/m3 | 176 | 200 | 7 | 538 | 21 | Stack: https://lib.ui.ac.id/file?file=digital/20296549-S1875-Dian%20Anggraeni.pdf
| Suralaya Unit 2 | 400 | G100000100540 | G100540 | Banten Suralaya Phase I Unit 2 | Java |  |  | Commercial/implemented | Sawdust | 5% |  | operating | operating | operating | 1985 |  |  | 41 | 3 | 9 | PLN | SubC | PC | 34.5% | ESP, Low NOx Burner |  | -5.8919 | 106.0302 |  |  |  | 326.89 | 578.78 | 107.855 | mg/m3 | 176 | 200 | 7 | 538 | 22 | Stack: https://lib.ui.ac.id/file?file=digital/20296549-S1875-Dian%20Anggraeni.pdf
| Suralaya Unit 3 | 400 | G100000100541 | G100541 | Banten Suralaya Phase I Unit 3 | Java |  |  | Commercial/implemented | Sawdust | 5% |  | operating | operating | operating | 1988 |  |  | 38 | 3 | 8 | PLN | SubC | PC | 35.46% | ESP, Low NOx Burner |  | -5.8919 | 106.0302 |  |  |  | 349.215 | 411.26 | 94.21 | mg/m3 | 176 | 200 | 7 | 538 | 22 | Stack: https://lib.ui.ac.id/file?file=digital/20296549-S1875-Dian%20Anggraeni.pdf
| Suralaya Unit 4 | 400 | G100000100542 | G100542 | Banten Suralaya Phase I Unit 4 | Java |  |  | Commercial/implemented | Sawdust | 5% |  | operating | operating | operating | 1989 |  |  | 37 | 3 | 8 | PLN | SubC | PC | 35.7% | ESP, Low NOx Burner |  | -5.8919 | 106.0302 |  |  |  | 567.875 | 623.7 | 90.275 | mg/m3 | 176 | 200 | 7 | 538 | 21 | Stack: https://lib.ui.ac.id/file?file=digital/20296549-S1875-Dian%20Anggraeni.pdf
| Suralaya Unit 5 | 600 | G100000100543 | G100543 | Banten Suralaya Phase II Unit 1 | Java |  |  | Commercial/implemented | Sawdust | NA |  | operating | operating | operating | 1996 |  |  | 30 | 3 | 6 | PLN | SubC | PC | 35.25% | ESP, Low NOx Burner |  | -5.8919 | 106.0302 |  |  |  | 383.71 | 597.545 | 95.565 | mg/m3 | 176 | 275 | 8.5 | 538 | 22 | Stack: https://lib.ui.ac.id/file?file=digital/20296549-S1875-Dian%20Anggraeni.pdf
| Suralaya Unit 6 | 600 | G100000100544 | G100544 | Banten Suralaya Phase II Unit 2 | Java |  |  | Commercial/implemented | Sawdust | NA |  | operating | operating | operating | 1997 |  |  | 29 | 3 | 6 | PLN | SubC | PC | 36.48% | ESP, Low NOx Burner |  | -5.8919 | 106.0302 |  |  |  | 386.195 | 509.945 | 114.8 | mg/m3 | 176 | 275 | 8.5 | 538 | 20 | Stack: https://lib.ui.ac.id/file?file=digital/20296549-S1875-Dian%20Anggraeni.pdf
| Suralaya Unit 7 | 600 | G100000100545 | G100545 | Banten Suralaya Phase II Unit 3 | Java |  |  | Commercial/implemented | Sawdust | NA |  | operating | operating | operating | 1997 |  |  | 29 | 3 | 6 | PLN | SubC | PC | 36.79% | ESP, Low NOx Burner |  | -5.8919 | 106.0302 |  |  |  | 446.395 | 570.145 | 85.115 | mg/m3 | 176 | 275 | 8.5 | 538 | 19 | Stack: https://lib.ui.ac.id/file?file=digital/20296549-S1875-Dian%20Anggraeni.pdf
| Suralaya Unit 8 | 625 | G100000100537 | G100537 | Banten Suralaya Unit 08 | Java |  |  | Commercial/implemented | Sawdust | NA |  | operating | operating | operating | 2011 |  |  | 15 | 4 | 3 | PLN | SubC | PC |  | ESP, Low NOx Burner |  | -5.8892 | 106.0336 |  |  |  | 446.395 | 570.145 | 85.115 | mg/m3 |  | 265
| Jawa-9 | 1000 | G100000100538 | G100538 | Banten Suralaya Unit 09 | Java | Yes | Yes | None |  |  |  | construction | construction | operating | 2025 | 2025 |  | 1 | 4 | 1 | IPP | USC | PC |  | ESP, Low NOx Burner, FGD, SCR |  | -5.8892 | 106.0336 |  |  |  | 125 | 110 | 50 | mg/m3 |  | 285 | 8.5 |  |  | stack: https://www.ferbeckinternational.com/activities-projects/13-projects/97-jawa-9-10.html
| Jawa-10 | 1000 | G100000113472 | G113472 | Banten Suralaya Unit 10 | Java | Yes | Yes | None |  |  |  | construction | construction | operating | 2025 | 2025 |  | 1 | 4 | 1 | IPP | USC | PC |  | ESP, Low NOx Burner, FGD, SCR |  | -5.8892 | 106.0336 |  |  |  | 125 | 110 | 50 | mg/m3 |  | 285 | 8.5 |  |  | stack: https://www.ferbeckinternational.com/activities-projects/13-projects/97-jawa-9-10.html
| Sulsel Barru-2 | 100 | G100000100643 | G100643 | Barru Phase II Unit 1 | Sulawesi | Yes |  | None |  |  |  | construction | construction | operating | 2023 |  |  | 3 | 1 | 1 | PLN | SubC | PC |  |  |  | -4.2933 | 119.6313
| Sulsel Barru Unit 1 | 50 | G100000100641 | G100641 | Barru Unit 1 | Sulawesi |  |  | Commercial/implemented | Sawdust | 3% |  | operating | operating | operating | 2013 |  |  | 13 | 1 | 3 | PLN | SubC | CFB |  | ESP, Low NOx Burner, Cyclone, Limestone |  | -4.2933 | 119.6313
| Sulsel Barru Unit 2 | 50 | G100000100642 | G100642 | Barru Unit 2 | Sulawesi |  |  | Commercial/implemented | Sawdust | 3% |  | operating | operating | operating | 2013 |  |  | 13 | 1 | 3 | PLN | SubC | CFB |  | ESP, Low NOx Burner, Cyclone, Limestone |  | -4.2933 | 119.6313
| Bengkayang Unit 1 | 50 | G100000115057 | G115057 | Bengkayang Unit 1 | Kalimantan |  |  | Commercial/implemented | Palm Kernel Shell | NA |  | operating | operating | operating | 2018 |  |  | 8 | 1 | 2 | PLN | SubC |  |  |  |  | 0.83511 | 108.8737
| Bengkayang Unit 2 | 50 | G100000115058 | G115058 | Bengkayang Unit 2 | Kalimantan |  |  | Commercial/implemented | Palm Kernel Shell | NA |  | operating | operating | operating | 2019 |  |  | 7 | 1 | 2 | PLN | SubC |  |  |  |  | 0.83511 | 108.8737
| Bengkulu Unit 1 | 100 | G100000100757 | G100757 | Bengkulu Unit 1 | Sumatra |  |  | None |  |  |  | operating | operating | operating | 2019 |  |  | 7 | 1 | 2 | IPP | SubC | CFB |  |  | Teluk Sepang | -3.9123 | 102.2704 |  |  |  | 53 | 61 | 54 | mg/m3 |  | 120 | 4.7 |  | 8.5 | https://drive.google.com/drive/folders/19jzv2-iuD9vEJ_gYAQeawNRn9Im7UnFA https://drive.google.com/drive/folders/14lRdnis__WSHyl14ggWJh2kGymbaUdly
| Bengkulu Unit 2 | 100 | G100000112736 | G112736 | Bengkulu Unit 2 | Sumatra |  |  | None |  |  |  | operating | operating | operating | 2019 |  |  | 7 | 1 | 2 | IPP | SubC | CFB |  |  | Teluk Sepang | -3.9123 | 102.2704 |  |  |  | 53 | 61 | 54 | mg/m3 |  | 120 | 4.7 |  | 8.5 | https://drive.google.com/drive/folders/19jzv2-iuD9vEJ_gYAQeawNRn9Im7UnFA https://drive.google.com/drive/folders/14lRdnis__WSHyl14ggWJh2kGymbaUdlyy
| Bukit Asam Unit 1 | 65 | G100000101097 | G101097 | Bukit Asam Muara Enim Unit 1 | Sumatra |  |  | Commercial/implemented | Sawdust | 5% |  | operating | operating | operating | 1987 |  |  | 39 | 1 | 8 | PLN | SubC | PC |  | ESP, Low NOx Burner |  | -3.7321 | 103.7975 | [7 empty] | 23.47
| Bukit Asam Unit 2 | 65 | G100000101098 | G101098 | Bukit Asam Muara Enim Unit 2 | Sumatra |  |  | Commercial/implemented | Sawdust | 5% |  | operating | operating | operating | 1987 |  |  | 39 | 1 | 8 | PLN | SubC | PC |  | ESP, Low NOx Burner |  | -3.7321 | 103.7975 | [7 empty] | 23.47
| Bukit Asam Unit 3 | 65 | G100000101099 | G101099 | Bukit Asam Muara Enim Unit 3 | Sumatra |  |  | Commercial/implemented | Sawdust | 5% |  | operating | operating | operating | 1994 |  |  | 32 | 1 | 7 | PLN | SubC | PC |  | ESP, Low NOx Burner |  | -3.7321 | 103.7975 | [7 empty] | 23.47
| Bukit Asam Unit 4 | 65 | G100000101100 | G101100 | Bukit Asam Muara Enim Unit 4 | Sumatra |  |  | Commercial/implemented | Sawdust | 5% |  | operating | operating | operating | 1994 |  |  | 32 | 1 | 7 | PLN | SubC | PC |  | ESP, Low NOx Burner |  | -3.7321 | 103.7975 | [7 empty] | 23.47
Emissions Data available https://drive.google.com/file/d/1ALqgXGMEGYVDogerYVsYKSOINwZNp2VG/view?usp=share_link | Celukan Bawang Unit 1 | 142 | G100000101254 | G101254 | Celukan Bawang Unit 1 | Bali |  |  | None |  |  |  | operating | operating | operating | 2015 |  |  | 11 | 2 | 3 | IPP | SubC | CFB |  | Low NOx Burner, ESP, SWFGD |  | -8.1963 | 114.8516 | 1562.6667 | 2188.6667 | 166.3333 | 500 | 357 | 38 | mg/m3 | 18.0588 | 210 | 8.5 | 50 | 20 | https://drive.google.com/drive/folders/18ffuFwBob8eZuk9B8MAWvkthY3IicOq8 https://drive.google.com/drive/folders/14lRdnis__WSHyl14ggWJh2kGymbaUdly Lauri's paper: https://docs.google.com/document/d/1UD805T570LAgIsy1OJTcQTgjkoROhkPK/edit
Emissions Data available https://drive.google.com/file/d/1ALqgXGMEGYVDogerYVsYKSOINwZNp2VG/view?usp=share_link | Celukan Bawang Unit 2 | 142 | G100000101255 | G101255 | Celukan Bawang Unit 2 | Bali |  |  | None |  |  |  | operating | operating | operating | 2015 |  |  | 11 | 2 | 3 | IPP | SubC | CFB |  | Low NOx Burner, ESP, SWFGD |  | -8.1963 | 114.8516 | 1562.6667 | 2188.6667 | 166.3333 | 500 | 357 | 38 | mg/m3 | 18.0588 | 210 | 8.5 | 50 | 20 | https://drive.google.com/drive/folders/18ffuFwBob8eZuk9B8MAWvkthY3IicOq8 https://drive.google.com/drive/folders/14lRdnis__WSHyl14ggWJh2kGymbaUdly Lauri's paper: https://docs.google.com/document/d/1UD805T570LAgIsy1OJTcQTgjkoROhkPK/edit
Priority | Celukan Bawang Unit 3 | 142 | G100000101256 | G101256 | Celukan Bawang Unit 3 | Bali |  |  | None |  |  |  | operating | operating | operating | 2015 |  |  | 11 | 2 | 3 | IPP | SubC | CFB |  | Low NOx Burner, ESP, SWFGD |  | -8.1963 | 114.8516 | 1562.6667 | 2188.6667 | 166.3333 | 500 | 357 | 38 | mg/m3 | 18.0588 | 210 | 8.5 | 50 | 20 | https://drive.google.com/drive/folders/18ffuFwBob8eZuk9B8MAWvkthY3IicOq8 https://drive.google.com/drive/folders/14lRdnis__WSHyl14ggWJh2kGymbaUdly Lauri's paper: https://docs.google.com/document/d/1UD805T570LAgIsy1OJTcQTgjkoROhkPK/edit
Priority | Jawa Tengah Unit 1 | 950 | G100000101261 | G101261 | Central Java Power Project Unit 1 | Java | Yes |  | None |  |  | PPP | construction | operating | operating | 2022 |  |  | 4 | 4 | 1 | IPP | USC | PC |  |  |  | -6.9008 | 109.8037 | [12 empty] | https://drive.google.com/drive/folders/18ffuFwBob8eZuk9B8MAWvkthY3IicOq8
AMDAL on hand | Jawa Tengah Unit 2 | 950 | G100000101262 | G101262 | Central Java Power Project Unit 2 | Java | Yes |  | None |  |  | PPP | construction | operating | operating | 2022 |  |  | 4 | 4 | 1 | IPP | USC | PC |  |  |  | -6.9008 | 109.8037 | [12 empty] | https://drive.google.com/drive/folders/18ffuFwBob8eZuk9B8MAWvkthY3IicOq8
estimate from Paiton Unit 3 - same owner | Cilacap Unit 1 | 300 | G100000101586 | G101586 | Cilacap Sumber Phase I Unit 1 | Java |  |  | None |  |  |  | operating | operating | operating | 2006 |  |  | 20 | 2 | 4 | IPP | SubC | PC |  | ESP, Low NOx Burner |  | -7.6857 | 109.0898
estimate from Paiton Unit 3 - same owner | Cilacap Unit 2 | 300 | G100000101587 | G101587 | Cilacap Sumber Phase I Unit 2 | Java |  |  | None |  |  |  | operating | operating | operating | 2006 |  |  | 20 | 2 | 4 | IPP | SubC | PC |  | ESP, Low NOx Burner |  | -7.6857 | 109.0898
Priority | Cilacap Unit 3 | 660 | G100000101588 | G101588 | Cilacap Sumber Phase II Unit 3 | Java |  |  | None |  |  |  | operating | operating | operating | 2016 |  |  | 10 | 4 | 2 | IPP | SC | PC |  | FGD |  | -7.6832 | 109.0964 | [8 empty] | 210 | 7 |  |  | https://drive.google.com/drive/folders/18ffuFwBob8eZuk9B8MAWvkthY3IicOq8 https://drive.google.com/file/d/13FPsOMt2d8s2c62S-eZnsiSVZbm0_5HC/view?usp=share_link
Priority | Jawa-8 | 1000 | G100000101589 | G101589 | Cilacap Sumber Phase III Unit 4 | Java |  |  | None |  |  |  | operating | operating | operating | 2019 |  |  | 7 | 4 | 2 | IPP | USC | PC |  |  |  | -7.6832 | 109.0964
Emissions Data available https://drive.google.com/file/d/1ALqgXGMEGYVDogerYVsYKSOINwZNp2VG/view?usp=share_link | Cirebon Unit 1 | 660 | G100000101590 | G101590 | Cirebon Unit 1 | Java |  |  | None |  |  |  | operating | operating | operating | 2012 |  | 2042 | 14 | 4 | 3 | IPP | SC | PC |  | ESP, Low NOx Burner |  | -6.7703 | 108.6149 |  |  |  | 829 | 649 | 29 | mg/m3 |  | 215 | 7.1 | 138 | 25 | https://drive.google.com/drive/folders/18ffuFwBob8eZuk9B8MAWvkthY3IicOq8 https://www.nexi.go.jp/environment/info/pdf/ins_kankyou_16-011_07.pdf https://drive.google.com/file/d/1nP5fWZGW-wvwaypiUejRy1X1fkaCi9iB/view?usp=share_link
| Jawa-1 / Cirebon-2 | 924 | G100000101591 | G101591 | Cirebon Unit 2 | Java | Yes |  | None |  |  |  | construction | operating | operating | 2023 |  |  | 3 | 4 | 1 | IPP | USC | PC |  |  |  | -6.7703 | 108.6149 |  |  |  | 510 | 625 | 50 | mg/m3 |  | 200 | 8.5 | 119 | 25 | https://drive.google.com/drive/folders/18ffuFwBob8eZuk9B8MAWvkthY3IicOq8 https://www.nexi.go.jp/environment/info/pdf/ins_kankyou_16-011_07.pdf https://drive.google.com/file/d/1nP5fWZGW-wvwaypiUejRy1X1fkaCi9iB/view?usp=share_link
| Embalut Unit 3 | 60 | G100000102626 | G102626 | Embalut Unit 3 | Kalimantan |  |  | None |  |  |  | operating | operating | operating | 2014 |  |  | 12 | 1 | 3 | IPP | SubC | CFB |  |  | GEM capacity 60MW | -0.3731 | 117.0625
| Indramayu Unit 1 | 330 | G100000104852 | G104852 | Indramayu Unit 1 | Java |  |  | Commercial/implemented | Sawdust | 5% |  | operating | operating | operating | 2010 |  |  | 16 | 3 | 4 | PLN | SubC | PC |  | ESP, Low NOx Burner |  | -6.2747 | 107.9704 |  |  |  | 308.81 | 220.83 | 66.32 | mg/m3 | 58.72 | 220 | 9.2 | 130 | 20.3 | stack: https://www.jica.go.jp/english/our_work/social_environmental/id/asia/southeast/indonesia/c8h0vm00009r3df6-att/c8h0vm0000c2yc3v.pdf ; emissions: https://drive.google.com/drive/folders/18ffuFwBob8eZuk9B8MAWvkthY3IicOq8 https://drive.google.com/file/d/1ljTti04gjBqNeHb5ZgdV1zyjHIDFK84E/view?usp=share_link
| Indramayu Unit 2 | 330 | G100000104853 | G104853 | Indramayu Unit 2 | Java |  |  | Commercial/implemented | Sawdust | 5% |  | operating | operating | operating | 2011 |  |  | 15 | 3 | 3 | PLN | SubC | PC |  | ESP, Low NOx Burner |  | -6.2747 | 107.9704 |  |  |  | 308.81 | 220.83 | 66.32 | mg/m3 | 58.72 | 220 | 9.2 | 130 | 20.3 | stack: https://www.jica.go.jp/english/our_work/social_environmental/id/asia/southeast/indonesia/c8h0vm00009r3df6-att/c8h0vm0000c2yc3v.pdf ; emissions: https://drive.google.com/drive/folders/18ffuFwBob8eZuk9B8MAWvkthY3IicOq8 https://drive.google.com/file/d/1ljTti04gjBqNeHb5ZgdV1zyjHIDFK84E/view?usp=share_link
| Indramayu Unit 3 | 330 | G100000104854 | G104854 | Indramayu Unit 3 | Java |  |  | Commercial/implemented | Sawdust | 5% |  | operating | operating | operating | 2011 |  |  | 15 | 3 | 3 | PLN | SubC | PC |  | ESP, Low NOx Burner |  | -6.2747 | 107.9704 |  |  |  | 308.81 | 220.83 | 66.32 | mg/m3 | 58.72 | 220 | 9.2 | 130 | 20.3 | stack: https://www.jica.go.jp/english/our_work/social_environmental/id/asia/southeast/indonesia/c8h0vm00009r3df6-att/c8h0vm0000c2yc3v.pdf ; emissions: https://drive.google.com/drive/folders/18ffuFwBob8eZuk9B8MAWvkthY3IicOq8 https://drive.google.com/file/d/1ljTti04gjBqNeHb5ZgdV1zyjHIDFK84E/view?usp=share_link
| Indramayu Unit 4 | 1000 | G100000104855 | G104855 | Indramayu Unit 4 | Java |  |  | None |  |  |  | shelved | shelved | cancelled | 2030 |  |  | -4 | 4 | Planned | PLN | [5 empty] | -6.2747 | 107.9704
| Jambi-1 Unit 1 | 300 | G100000108038 | G108038 | Jambi-1 Unit 1 | Sumatra | Yes | Yes | None |  |  |  | permitted | shelved | permitted | 2030 | 2030 |  | -4 | 2 | Planned | IPP | SubC-MM | PC |  |  |  | -2.1375 | 102.9572 | 6421.15 | 6421.15 | 856.153 | 750 | 750 | 100 | mg/Nm3 |  | 210 | 5 | 130 | 15.72 | https://docs.google.com/spreadsheets/d/1SHh-ok5ITIYxfPMXmpjQlN9UU4djsOef/edit#gid=760132254
| Jambi-1 Unit 2 | 300 | G100000113202 | G113202 | Jambi-1 Unit 2 | Sumatra | Yes | Yes | None |  |  |  | permitted | shelved | permitted | 2030 | 2032 |  | -4 | 2 | Planned | IPP | SubC-MM | PC |  |  |  | -2.1375 | 102.9572 | 6421.15 | 6421.15 | 856.153 | 750 | 750 | 100 | mg/Nm3 |  | 210 | 5 | 130 | 15.72 | https://docs.google.com/spreadsheets/d/1SHh-ok5ITIYxfPMXmpjQlN9UU4djsOef/edit#gid=760132254
| Jambi-2 Unit 1 | 300 | G100000108039 | G108039 | Jambi-2 Unit 1 | Sumatra | Yes | Yes | None |  |  |  | pre-permit | shelved | pre-permit | 2032 | 2032 |  | -6 | 2 | Planned | IPP | SubC-MM | PC |  |  |  | -1.9284 | 103.1899 | 6421.15 | 6421.15 | 856.153 | 750 | 750 | 100 | mg/Nm3 |  | 210 | 5 | 130 | 15.72 | https://docs.google.com/spreadsheets/d/1SHh-ok5ITIYxfPMXmpjQlN9UU4djsOef/edit#gid=760132254
| Jambi-2 Unit 2 | 300 | G100000113203 | G113203 | Jambi-2 Unit 2 | Sumatra | Yes | Yes | None |  |  |  | pre-permit | shelved | pre-permit | 2032 | 2032 |  | -6 | 2 | Planned | IPP | SubC-MM | PC |  |  |  | -1.9284 | 103.1899 | 6421.15 | 6421.15 | 856.153 | 750 | 750 | 100 | mg/Nm3 |  | 210 | 5 | 130 | 15.72 | https://docs.google.com/spreadsheets/d/1SHh-ok5ITIYxfPMXmpjQlN9UU4djsOef/edit#gid=760132254
| Jawa-7 Unit 1 | 991 | G100000104986 | G104986 | Jawa-7 Unit 1 | Java |  |  | None |  |  |  | operating | operating | operating | 2019 |  |  | 7 | 4 | 2 | IPP | USC | PC |  | Sea Water FGD |  | -5.9917 | 106.1008 |  |  |  | 200 | 423 |  | mg/m3 |  | 200 |  |  |  | https://finance.sina.cn/2019-08-12/detail-ihytcitm8660282.d.html?vt=4 https://ejatlas.org/conflict/java-7-coal-fired-power-plant-indonesia1
| Jawa-7 Unit 2 | 991 | G100000104987 | G104987 | Jawa-7 Unit 2 | Java |  |  | None |  |  |  | operating | operating | operating | 2020 |  |  | 6 | 4 | 2 | IPP | USC | PC |  | Sea Water FGD |  | -5.9917 | 106.1008 |  |  |  | 200 | 423 |  | mg/m3 |  | 200 |  |  |  | https://finance.sina.cn/2019-08-12/detail-ihytcitm8660282.d.html?vt=4
| Kalbar-1 Unit 2 | 100 | G100000105465 | G105465 | Kalbar-1 Unit 1 | Kalimantan | Yes |  | None |  |  |  | operating | operating | operating | 2020 |  |  | 6 | 1 | 2 | IPP | SubC | CFB |  |  |  | 0.81615 | 108.8461
| Kalbar-1 Unit 1 | 100 | G100000113441 | G113441 | Kalbar-1 Unit 2 | Kalimantan |  |  | None |  |  |  | operating | operating | operating | 2021 |  |  | 5 | 1 | 1 | IPP | SubC | CFB |  |  |  | 0.81615 | 108.8461
| Kalselteng-1 Unit 1 | 100 | G100000105484 | G105484 | Kalselteng-1 Unit 1 | Kalimantan |  |  | None |  |  |  | operating | operating | operating | 2020 |  |  | 6 | 1 | 2 | IPP | SubC | CFB |  |  |  | -1.3708 | 113.5672
| Kalselteng-1 Unit 2 | 100 | G100000105485 | G105485 | Kalselteng-1 Unit 2 | Kalimantan |  |  | None |  |  |  | operating | operating | operating | 2020 |  |  | 6 | 1 | 2 | IPP | SubC | CFB |  |  |  | -1.3708 | 113.5672
| Kalselteng-3 Unit 1 | 100 | G100000105486 | G100000105486 | Kalselteng-3 Unit 1 | Kalimantan |  | Yes | None |  |  |  |  | cancelled | announced | 2029 | 2029 |  | -3 | 1 | Planned | IPP | SubC |  |  |  |  | -2.8086 | 111.6431
| Kalselteng-3 Unit 2 | 100 | G100000105487 | G100000105487 | Kalselteng-3 Unit 2 | Kalimantan |  | Yes | None |  |  |  |  | cancelled | announced | 2029 | 2029 |  | -3 | 1 | Planned | IPP | SubC |  |  |  |  | -2.8086 | 111.6431
| Kalselteng-4 Unit 1 | 100 | G100000114186 | G100000114186 | Kalselteng-4 Hybrid Unit 1 | Kalimantan |  | Yes | None |  |  | Mine mouth, hybrid |  | cancelled | announced | 2032 | 2032 |  | -6 | 1 | Planned | IPP | [5 empty] | 1.0341 | 108.9726
| Kalselteng-4 Unit 2 | 100 | G100000114187 | G100000114187 | Kalselteng-4 Hybrid Unit 2 | Kalimantan |  | Yes | None |  |  | Mine mouth, hybrid |  | cancelled | announced | 2032 | 2032 |  | -6 | 1 | Planned | IPP | [5 empty] | 1.0341 | 108.9726
| Pulang Pisau Unit 1 | 60 | G100000105488 | G105488 | Kalteng-1 Pulang Pisau Unit 1 | Kalimantan |  |  | Commercial/implemented | Sawdust | 5% | FTP-1 | operating | operating | operating | 2015 |  |  | 11 | 1 | 3 | PLN | SubC | CFB |  | ESP |  | -2.8226 | 114.2088
| Pulang Pisau Unit 2 | 60 | G100000105489 | G105489 | Kalteng-1 Pulang Pisau Unit 2 | Kalimantan |  |  | Commercial/implemented | Sawdust | 5% | FTP-1 | operating | operating | operating | 2015 |  |  | 11 | 1 | 3 | PLN | SubC | CFB |  | ESP |  | -2.8226 | 114.2088
| Kaltim Unit 1 | 100 | G100000105490 | G105490 | Kaltim FTP2 Unit 1 | Kalimantan |  |  | None |  |  | FTP-2 | operating | operating | operating | 2019 |  |  | 7 | 1 | 2 | IPP | SubC | CFB |  |  |  | 0.055178 | 117.4946 |  |  |  | 281 | 31 |  | mg/m3 |  | 59.8 | 5.28 | 108.5 | 10.18 | https://e-journals.unmul.ac.id/index.php/TL/article/view/7085
Emissions Data available https://drive.google.com/file/d/1ALqgXGMEGYVDogerYVsYKSOINwZNp2VG/view?usp=share_link | Kaltim Unit 2 | 100 | G100000105491 | G105491 | Kaltim FTP2 Unit 2 | Kalimantan |  |  | None |  |  | FTP-2 | operating | operating | operating | 2020 |  |  | 6 | 1 | 2 | IPP | SubC | CFB |  |  |  | 0.055178 | 117.4946 |  |  |  | 281 | 31 |  | mg/m3 |  | 59.8 | 5.28 | 108.5 | 10.18 | https://e-journals.unmul.ac.id/index.php/TL/article/view/7085
Emissions Data available https://drive.google.com/file/d/1ALqgXGMEGYVDogerYVsYKSOINwZNp2VG/view?usp=share_link | Teluk Balikpapan Unit 1 | 110 | G100000105492 | G105492 | Kaltim Teluk Balikpapan Unit 1 | Kalimantan |  |  | Commercial/implemented | Woodchip | 5% | FTP-1 | operating | operating | operating | 2017 |  |  | 9 | 2 | 2 | PLN | SubC | CFB |  | ESP, Limestone |  | -1.1704 | 116.7887 | [7 empty] | 86.71
| Teluk Balikpapan Unit 2 | 110 | G100000105493 | G105493 | Kaltim Teluk Balikpapan Unit 2 | Kalimantan |  |  | Commercial/implemented | Woodchip | 5% | FTP-1 | operating | operating | operating | 2017 |  |  | 9 | 2 | 2 | PLN | SubC | CFB |  | ESP, Limestone |  | -1.1704 | 116.7887 | [7 empty] | 86.71
| Kaltim-4 Unit 1 | 100 | G100000105496 | G105496 | Kaltim-4 Unit 1 | Kalimantan |  |  | None |  |  |  | operating | operating | operating | 2020 |  |  | 6 | 1 | 2 | IPP | SubC | CFB |  |  |  | -0.36421 | 117.0663
| Kaltim-4 Unit 2 | 100 | G100000105497 | G105497 | Kaltim-4 Unit 2 | Kalimantan |  |  | None |  |  |  | operating | operating | operating | 2020 |  |  | 6 | 1 | 2 | IPP | SubC | CFB |  |  |  | -0.36421 | 117.0663
| Keban Agung Unit 1 | 135 | G100000105632 | G105632 | Keban Agung Unit 1 | Sumatra |  |  | None |  |  |  | operating | operating | operating | 2015 |  |  | 11 | 2 | 3 | IPP | SubC-MM | CFB |  |  | GEM Capacity 135 MW | -3.7515 | 103.6481 | [8 empty] | 80 | 4.1 |  |  | Stack: https://dokumen.tips/documents/perencanaan-struktur-chimney-menggunakan-chimney-cerobong-asap-sebagai-tempat.html?page=13
| Keban Agung Unit 2 | 135 | G100000105633 | G105633 | Keban Agung Unit 2 | Sumatra |  |  | None |  |  |  | operating | operating | operating | 2015 |  |  | 11 | 2 | 3 | IPP | SubC-MM | CFB |  |  | GEM Capacity 135 MW | -3.7515 | 103.6481 | [8 empty] | 80 | 4.1 |  |  | Stack: https://dokumen.tips/documents/perencanaan-struktur-chimney-menggunakan-chimney-cerobong-asap-sebagai-tempat.html?page=13
| Kendari-3 Unit 1 | 50 | G100000105669 | G105669 | Kendari-3 Unit 1 | Sulawesi |  |  | None |  |  |  | operating | operating | operating | 2019 |  | 2044 | 7 | 1 | 2 | IPP | SubC | CFB |  |  |  | -4.0513 | 122.6534
| Kendari-3 Unit 2 | 50 | G100000105670 | G105670 | Kendari-3 Unit 2 | Sulawesi |  |  | None |  |  |  | operating | operating | operating | 2019 |  | 2044 | 7 | 1 | 2 | IPP | SubC | CFB |  |  |  | -4.0513 | 122.6534
| Labuhan Angin Unit 1 | 115 | G100000106084 | G106084 | Labuhan Angin Unit 1 | Sumatra |  |  | Commercial/implemented | Sawdust | NA |  | operating | operating | operating | 2008 |  |  | 18 | 2 | 4 | PLN | SubC | CFB |  | ESP, Low NOx Burner |  | 1.7519 | 98.7313 | [7 empty] | 57.91
| Labuhan Angin Unit 2 | 115 | G100000106085 | G106085 | Labuhan Angin Unit 2 | Sumatra |  |  | Commercial/implemented | Sawdust | NA |  | operating | operating | operating | 2008 |  |  | 18 | 2 | 4 | PLN | SubC | CFB |  | ESP, Low NOx Burner |  | 1.7519 | 98.7313 | [7 empty] | 57.91
| Sebalang Unit 1 | 100 | G100000106136 | G106136 | Lampung Sebalang Unit 1 | Sumatra |  |  | Commercial/implemented | Woodchip | 3% |  | operating | operating | operating | 2015 |  |  | 11 | 1 | 3 | PLN | SubC | CFB |  | ESP |  | -5.5859 | 105.3872 | [7 empty] | 58.18
| Sebalang Unit 2 | 100 | G100000106137 | G106137 | Lampung Sebalang Unit 2 | Sumatra |  |  | Commercial/implemented | Woodchip | 3% |  | operating | operating | operating | 2015 |  |  | 11 | 1 | 3 | PLN | SubC | CFB |  | ESP |  | -5.5859 | 105.3872 | [7 empty] | 58.18
| Lombok Unit 1 | 50 | G100000106388 | G106388 | Lombok FTP2 Unit 1 | Nusa Tenggara | Yes | Yes | Planned |  |  | FTP-2 | construction | construction | construction | 2026 | 2025 |  | 0 | 1 | Planned | PLN | SubC | CFB |  |  | Sambelia, Lombok Timur | -8.4221 | 116.7096 | [8 empty] | 200 |  |  |  | https://ejournal.pnc.ac.id/index.php/jppl/article/view/1193/363
| Lombok Unit 2 | 50 | G100000106389 | G106389 | Lombok FTP2 Unit 2 | Nusa Tenggara | Yes | Yes | Planned |  |  | FTP-2 | construction | construction | construction | 2025 | 2025 |  | 1 | 1 | 1 | PLN | SubC | CFB |  |  | Sambelia, Lombok Timur | -8.4221 | 116.7096 | [8 empty] | 200 |  |  |  | https://ejournal.pnc.ac.id/index.php/jppl/article/view/1193/363
| Nagan Raya Unit 1 | 110 | G100000107177 | G107177 | Nagan Raya Unit 1 | Sumatra |  |  | Commercial/implemented | Palm Kernel Shell | 5% |  | operating | operating | operating | 2013 |  |  | 13 | 2 | 3 | PLN | SubC | CFB |  | ESP |  | 4.1076 | 96.1989 | [7 empty] | 81.54
| Nagan Raya Unit 2 | 110 | G100000107178 | G107178 | Nagan Raya Unit 2 | Sumatra |  |  | Commercial/implemented | Palm Kernel Shell | 5% |  | operating | operating | operating | 2014 |  |  | 12 | 2 | 3 | PLN | SubC | CFB |  | ESP |  | 4.1076 | 96.1989 | [7 empty] | 81.54
| Nagan Raya Unit 3 | 225 | G100000107179 | G107179 | Nagan Raya Unit 3 | Sumatra | Yes |  | None |  |  |  | construction | operating | operating | 2023 |  |  | 3 | 2 | 1 | PLN | SubC | PC |  |  |  | 4.1156 | 96.2024 | [7 empty] | 81.54
| Nagan Raya Unit 4 | 225 | G100000107180 | G107180 | Nagan Raya Unit 4 | Sumatra | Yes |  | None |  |  |  | construction | operating | operating | 2023 |  |  | 3 | 2 | 1 | PLN | SubC | PC |  |  |  | 4.1156 | 96.2024 | [7 empty] | 81.54
| Ombilin Unit 1 | 100 | G100000107624 | G107624 | Ombilin Unit 1 | Sumatra |  |  | Commercial/implemented | Sawdust | NA |  | operating | operating | operating | 1996 |  | 2030 | 30 | 1 | 6 | PLN | SubC | PC |  | ESP, Low NOx Burner |  | -0.60902 | 100.7537 | [7 empty] | 21.04
| Ombilin Unit 2 | 100 | G100000107625 | G107625 | Ombilin Unit 2 | Sumatra |  |  | Commercial/implemented | Sawdust | NA |  | operating | operating | operating | 1997 |  | 2030 | 29 | 1 | 6 | PLN | SubC | PC |  | ESP, Low NOx Burner |  | -0.60902 | 100.7537 | [7 empty] | 21.04
| Pacitan Unit 1 | 315 | G100000107720 | G107720 | Pacitan Unit 1 | Java |  |  | Commercial/implemented | Sawdust | 5% |  | operating | operating | operating | 2011 |  |  | 15 | 3 | 3 | PLN | SubC | PC |  | ESP, Low NOx Burner |  | -8.2578 | 111.3736 |  |  |  | 129 |  | 19.41 | mg/m3 | 65.98 |  |  |  |  | https://www.ptpjb.com/wp-content/uploads/2021/06/SR-PJB-2020_30jun_compressed.pdf
| Pacitan Unit 2 | 315 | G100000107721 | G107721 | Pacitan Unit 2 | Java |  |  | Commercial/implemented | Sawdust | 5% |  | operating | operating | operating | 2011 |  |  | 15 | 3 | 3 | PLN | SubC | PC |  | ESP, Low NOx Burner |  | -8.2578 | 111.3736 |  |  |  | 129 |  | 19.41 | mg/m3 | 65.98 |  |  |  |  | https://www.ptpjb.com/wp-content/uploads/2021/06/SR-PJB-2020_30jun_compressed.pdf
| Paiton Unit 5 | 615 | G100000107730 | G107730 | Paiton-1 Unit 7 | Java |  |  | None |  |  |  | operating | operating | operating | 1999 |  |  | 27 | 4 | 6 | IPP | SubC | PC |  | ESP, Low NOx Burner, FGD |  | -7.7153 | 113.5857 |  | 402 |  | 370 | 130 | 50 | mg/m3 |  | 220 |  |  |  | http://202.67.11.4/lcore_book/office/output/document/70_publication_JAWA_POWER_and_PV_Application.pdf https://bzpublishassets.blob.core.windows.net/media/assets/Laporan_Jawa_Power_PP_No_102_Ind_rev_170222.pdf
| Paiton Unit 6 | 615 | G100000107731 | G107731 | Paiton-1 Unit 8 | Java |  |  | None |  |  |  | operating | operating | operating | 1999 |  |  | 27 | 4 | 6 | IPP | SubC | PC |  | ESP, Low NOx Burner, FGD |  | -7.7153 | 113.5857 |  | 458 |  | 370 | 130 | 50 | mg/m3 |  | 220 |  |  |  | http://202.67.11.4/lcore_book/office/output/document/70_publication_JAWA_POWER_and_PV_Application.pdf https://bzpublishassets.blob.core.windows.net/media/assets/Laporan_Jawa_Power_PP_No_102_Ind_rev_170222.pdf
| Paiton Unit 7 | 660 | G100000107732 | G107732 | Paiton-2 Unit 1 | Java |  |  | None |  |  |  | operating | operating | operating | 2000 |  |  | 26 | 4 | 6 | IPP | SubC | PC |  | ESP, Wet FGD |  | -7.7153 | 113.5857 | 4726.75 | 538 |  | 370 | 130 | 50 | mg/m3 |  | 220 |  | 32 |  | https://www.jawapower.co.id/the-environment https://repository.its.ac.id/75561/1/3302100065-Undergraduate_Thesis.pdf
| Paiton Unit 8 | 660 | G100000107733 | G107733 | Paiton-2 Unit 2 | Java |  |  | None |  |  |  | operating | operating | operating | 2000 |  |  | 26 | 4 | 6 | IPP | SubC | PC |  | ESP, Wet FGD |  | -7.7153 | 113.5857 | 4726.75 | 538 |  | 370 | 130 | 50 | mg/m3 |  | 220 |  | 32 |  | https://www.jawapower.co.id/the-environment https://repository.its.ac.id/75561/1/3302100065-Undergraduate_Thesis.pdf
| Paiton Unit 3 | 815 | G100000107734 | G107734 | Paiton-3 -- | Java |  |  | None |  |  |  | operating | operating | operating | 2012 |  |  | 14 | 4 | 3 | IPP | SC | PC |  | ESP, Low NOx Burner, Wet FGD |  | -7.7145 | 113.5833 |  | 365 |  | 542 | 84 | 175 | mg/m3 |  | 220 |  |  |  | https://drive.google.com/drive/folders/18ffuFwBob8eZuk9B8MAWvkthY3IicOq88 https://drive.google.com/file/d/1ga1K_U-nCxVaOVIGKpH88Otec7CWGDYy/view?usp=share_link
| Palu-3 Unit 1 | 50 | G100000107744 | G107744 | Palu Unit 5 | Sulawesi | Yes | Yes | None |  |  |  | construction | construction | operating | 2025 | 2025 |  | 1 | 1 | 1 | PLN | SubC | CFB |  |  | Palu Unit 5 | -0.7332 | 119.8559
| Palu-3 Unit 2 | 50 | G100000113216 | G113216 | Palu Unit 6 | Sulawesi | Yes | Yes | None |  |  |  | construction | construction | operating | 2025 | 2025 |  | 1 | 1 | 1 | PLN | SubC | CFB |  |  | Palu Unit 6 | -0.7332 | 119.8559
| Pangkalan Susu Unit 1 | 220 | G100000107756 | G107756 | Pangkalan Susu Unit 1 | Sumatra |  |  | Commercial/implemented | Rice Husk | NA |  | operating | operating | operating | 2015 |  |  | 11 | 2 | 3 | PLN | SubC | PC |  | ESP, Low NOx Burner |  | 4.1207 | 98.2582 | [8 empty] | 185 | 1.5 |  |  | Stack: https://telukharunewscom.blogspot.com/2018/06/benarkah-asap-bakaran-batubara-pltu.html ; https://www.tingtai.com.tw/h/albumDetail?key=yf8d3&cont=324575
| Pangkalan Susu Unit 2 | 220 | G100000107757 | G107757 | Pangkalan Susu Unit 2 | Sumatra |  |  | Commercial/implemented | Rice Husk | NA |  | operating | operating | operating | 2014 |  |  | 12 | 2 | 3 | PLN | SubC | PC |  | ESP, Low NOx Burner |  | 4.1207 | 98.2582 | [8 empty] | 185 | 1.5 |  |  | Stack: https://telukharunewscom.blogspot.com/2018/06/benarkah-asap-bakaran-batubara-pltu.html ; https://www.tingtai.com.tw/h/albumDetail?key=yf8d3&cont=324575
| Pangkalan Susu Unit 3 | 200 | G100000107758 | G107758 | Pangkalan Susu Unit 3 | Sumatra |  |  | None |  |  |  | operating | operating | operating | 2019 |  |  | 7 | 2 | 2 | PLN | SubC | PC |  |  |  | 4.1207 | 98.2582
| Pangkalan Susu Unit 4 | 200 | G100000107759 | G107759 | Pangkalan Susu Unit 4 | Sumatra |  |  | None |  |  |  | operating | operating | operating | 2019 |  |  | 7 | 2 | 2 | PLN | SubC | PC |  |  |  | 4.1207 | 98.2582
| Parit Baru Unit 1 | 50 | G100000107834 | G107834 | Parit Baru Unit 1 | Kalimantan |  | Yes | None |  |  | FTP-2 | permitted | construction | construction | 2033 | 2030 |  | -7 | 1 | Planned | PLN | SubC | CFB |  | ESP |  | 0.05798 | 109.2036
| Parit Baru Unit 2 | 50 | G100000107835 | G107835 | Parit Baru Unit 2 | Kalimantan |  | Yes | None |  |  | FTP-2 | permitted | construction | construction | 2033 | 2030 |  | -7 | 1 | Planned | PLN | SubC | CFB |  | ESP |  | 0.05798 | 109.2036
| Parit Baru Unit 3 | 50 | G100000107836 | G107836 | Parit Baru Unit 3 | Kalimantan | Yes |  | None |  |  | FTP-1 | planned | shelved | cancelled | 2018 |  |  | 8 | 1 | 2 | PLN | SubC | CFB |  |  |  | 0.05798 | 109.2036
| Parit Baru Unit 4 | 50 | G100000107837 | G107837 | Parit Baru Unit 4 | Kalimantan | Yes |  | None |  |  | FTP-1 | planned | shelved | cancelled | 2018 |  |  | 8 | 1 | 2 | PLN | SubC | CFB |  |  |  | 0.05798 | 109.2036
| Tenayan Unit 1 | 110 | G100000107915 | G107915 | Pekanbaru Tenayan Unit 1 | Sumatra |  |  | Commercial/implemented | Sawdust | 5% |  | operating | operating | operating | 2016 |  |  | 10 | 2 | 2 | PLN | SubC | CFB |  | ESP |  | 0.56437 | 101.5234 | [7 empty] | 25.19
| Tenayan Unit 2 | 110 | G100000107916 | G107916 | Pekanbaru Tenayan Unit 2 | Sumatra |  |  | Commercial/implemented | Sawdust | 5% |  | operating | operating | operating | 2017 |  |  | 9 | 2 | 2 | PLN | SubC | CFB |  | ESP |  | 0.56437 | 101.5234 | [7 empty] | 25.19
| Pelabuhan Ratu Unit 1 | 350 | G100000107917 | G107917 | Pelabuhan Ratu Unit 1 | Java |  |  | Commercial/implemented | Sawdust | 5% |  | operating | operating | operating | 2013 |  | 2037 | 13 | 3 | 3 | PLN | SubC | PC |  | ESP, Low NOx Burner |  | -7.0242 | 106.5464 | [8 empty] | 208 |  |  |  | Stack: https://www.tingtai.com.tw/h/albumDetail?key=yf8d3&cont=324523
| Pelabuhan Ratu Unit 2 | 350 | G100000107918 | G107918 | Pelabuhan Ratu Unit 2 | Java |  |  | Commercial/implemented | Sawdust | 5% |  | operating | operating | operating | 2013 |  | 2037 | 13 | 3 | 3 | PLN | SubC | PC |  | ESP, Low NOx Burner |  | -7.0242 | 106.5464 | [8 empty] | 208 |  |  |  | Stack: https://www.tingtai.com.tw/h/albumDetail?key=yf8d3&cont=324523
Priority | Pelabuhan Ratu Unit 3 | 350 | G100000107919 | G107919 | Pelabuhan Ratu Unit 3 | Java |  |  | Commercial/implemented | Sawdust | 5% |  | operating | operating | operating | 2013 |  | 2037 | 13 | 3 | 3 | PLN | SubC | PC |  | ESP, Low NOx Burner |  | -7.0242 | 106.5464 | [8 empty] | 208 |  |  |  | Stack: https://www.tingtai.com.tw/h/albumDetail?key=yf8d3&cont=324523
Priority | Paiton Unit 9 | 660 | G100000107729 | G107729 | PLN Paiton Baru Unit 09 | Java |  |  | Commercial/implemented | Sawdust | 5% |  | operating | operating | operating | 2012 |  |  | 14 | 4 | 3 | PLN | SubC | PC |  | ESP, Low NOx Burner |  | -7.711 | 113.5707 |  |  |  | 289 | 26 |  | mg/m3 | [5 empty] | https://www.ptpjb.com/wp-content/uploads/2021/06/SR-PJB-2020_30jun_compressed.pdf
| Paiton Unit 1 | 400 | G100000108040 | G108040 | PLN Paiton Unit 1 | Java |  |  | Commercial/implemented | Sawdust | 5% |  | operating | operating | operating | 1994 |  | 2030 | 32 | 3 | 7 | PLN | SubC | PC | 36.02% | ESP, Low NOx Burner, SWFGD |  | -7.7147 | 113.585 |  |  |  | 424.4 | 536.2 |  |  | 66.8 |  |  |  |  | https://www.indonesiawaterportal.com/news/pln-subsidiary-to-test-biomass-mixing-on-15-coal-power-plants-in-2020.html
| Paiton Unit 2 | 400 | G100000108041 | G108041 | PLN Paiton Unit 2 | Java |  |  | Commercial/implemented | Sawdust | 5% |  | operating | operating | operating | 1993 |  |  | 33 | 3 | 7 | PLN | SubC | PC | 35.84% | ESP, Low NOx Burner, SWFGD |  | -7.7147 | 113.585 |  |  |  | 424.4 | 536.2 |  |  | 66.8 |  |  |  |  | https://www.indonesiawaterportal.com/news/pln-subsidiary-to-test-biomass-mixing-on-15-coal-power-plants-in-2020.html
CREA estimates available | Jeneponto-1 Unit 1 | 125 | G100000108234 | G108234 | Punagaya Phase I Unit 1 | Sulawesi |  |  | None |  |  |  | operating | operating | operating | 2011 |  |  | 10 | 2 | 2 | IPP | SubC | CFB |  | ESP, Low NOx Burner | GEM Capacity 125 MW | -5.6179 | 119.5512 |  |  |  |  | 372.28 | [7 empty] | SOx : https://jurnal.teknologiindustriumi.ac.id/index.php/JG/article/view/131/113
CREA estimates available | Jeneponto-1 Unit 2 | 125 | G100000108235 | G108235 | Punagaya Phase I Unit 2 | Sulawesi |  |  | None |  |  |  | operating | operating | operating | 2011 |  |  | 10 | 2 | 2 | IPP | SubC | CFB |  | ESP, Low NOx Burner | GEM Capacity 125 MW | -5.6179 | 119.5512 |  |  |  |  | 372.28 | [7 empty] | SOx : https://jurnal.teknologiindustriumi.ac.id/index.php/JG/article/view/131/113
CREA estimates available | Jeneponto-2 Unit 1 | 135 | G100000108236 | G108236 | Punagaya Phase II Unit 3 | Sulawesi |  |  | None |  |  |  | operating | operating | operating | 2018 |  |  | 8 | 2 | 2 | IPP | SubC | CFB |  |  |  | -5.6179 | 119.5512
CREA estimates available | Jeneponto-2 Unit 2 | 135 | G100000108237 | G108237 | Punagaya Phase II Unit 4 | Sulawesi |  |  | None |  |  |  | operating | operating | operating | 2018 |  |  | 8 | 2 | 2 | IPP | SubC | CFB |  |  |  | -5.6179 | 119.5512
CREA estimates available | Rembang Unit 1 | 315 | G100000108526 | G108526 | Rembang Unit 1 | Java |  |  | Commercial/implemented | Sawdust | 5% |  | operating | operating | operating | 2011 |  |  | 15 | 3 | 3 | PLN | SubC | PC |  | ESP, Low NOx Burner |  | -6.636 | 111.4749 |  |  |  | 125 | 304 | 59.5 | mg/m3 | 52.5 |  |  |  |  | https://www.ptpjb.com/wp-content/uploads/2021/06/SR-PJB-2020_30jun_compressed.pdf
CREA estimates available | Rembang Unit 2 | 315 | G100000108527 | G108527 | Rembang Unit 2 | Java |  |  | Commercial/implemented | Sawdust | 5% |  | operating | operating | operating | 2011 |  |  | 15 | 3 | 3 | PLN | SubC | PC |  | ESP, Low NOx Burner |  | -6.636 | 111.4749 |  |  |  | 125 | 304 | 59.5 | mg/m3 | 52.5 |  |  |  |  | https://www.ptpjb.com/wp-content/uploads/2021/06/SR-PJB-2020_30jun_compressed.pdf
CREA estimates available | Simpang Belimbing Unit 1 | 150 | G100000109397 | G109397 | Shenhua Guohua Unit 1 | Sumatra |  |  | None |  |  |  | operating | operating | operating | 2013 |  |  | 13 | 2 | 3 | IPP | SubC-MM | CFB |  |  | 150 MW | -3.4014 | 104.1186
CREA estimates available | Simpang Belimbing Unit 2 | 150 | G100000109398 | G109398 | Shenhua Guohua Unit 2 | Sumatra |  |  | None |  |  |  | operating | operating | operating | 2013 |  |  | 13 | 2 | 3 | IPP | SubC-MM | CFB |  |  | 150 MW | -3.4014 | 104.1186
| Sulbagut-1 Unit 1 | 50 | G100000109670 | G109670 | Sulbagut-1 Unit 1 | Sulawesi | Yes |  | None |  |  |  | operating | operating | operating | 2022 |  |  | 4 | 1 | 1 | IPP | SubC | CFB |  |  |  | 0.9427 | 122.9416
| Sulbagut-1 Unit 2 | 50 | G100000109671 | G109671 | Sulbagut-1 Unit 2 | Sulawesi | Yes |  | None |  |  |  | operating | operating | operating | 2022 |  |  | 4 | 1 | 1 | IPP | SubC | CFB |  |  |  | 0.9427 | 122.9416
| Sulut-1 Unit 1 | 50 | G100000109686 | G109686 | Sulut-1 Unit 1 | Sulawesi | Yes | Yes | None |  |  |  | construction | construction | operating | 2025 | 2025 |  | 1 | 1 | 1 | PLN | SubC | CFB |  |  |  | 0.89018 | 123.4701
| Sulut-1 Unit 2 | 50 | G100000113218 | G113218 | Sulut-1 Unit 2 | Sulawesi | Yes | Yes | None |  |  |  | construction | construction | operating | 2025 | 2025 |  | 1 | 1 | 1 | PLN | SubC | CFB |  |  |  | 0.89018 | 123.4701
Emissions Data available https://drive.google.com/file/d/1ALqgXGMEGYVDogerYVsYKSOINwZNp2VG/view?usp=share_link | Sulut-3 Unit 1 | 50 | G100000109687 | G109687 | Sulut-3 Unit 1 | Sulawesi | Yes |  | None |  |  |  | operating | operating | operating | 2021 |  |  | 5 | 1 | 1 | IPP | SubC | CFB |  |  |  | 1.3743 | 125.0855
Emissions Data available https://drive.google.com/file/d/1ALqgXGMEGYVDogerYVsYKSOINwZNp2VG/view?usp=share_link | Sulut-3 Unit 2 | 50 | G100000109688 | G109688 | Sulut-3 Unit 2 | Sulawesi | Yes |  | None |  |  |  | operating | operating | operating | 2021 |  |  | 5 | 1 | 1 | IPP | SubC | CFB |  |  |  | 1.3743 | 125.0855
| MT Sumatra Hybrid Unit 1 | 600 | G100001054920 | G1054920 | Sumatera Hybrid Unit 1 | Sumatra |  | Yes | None |  |  | Mine mouth, hybrid | no entry | no entry | announced | 2032 | 2032 |  | -6 | 3 | Planned | IPP | [5 empty] | 0.5897 | 101.3431
| MT Sumatra Hybrid Unit 2 | 600 | G100001054921 | G1054921 | Sumatera Hybrid Unit 2 | Sumatra |  | Yes | None |  |  | Mine mouth, hybrid | no entry | no entry | announced | 2033 | 2033 |  | -7 | 3 | Planned | IPP | [5 empty] | 0.5897 | 101.3431
AMDAL on hand | Sumbagsel-1 Unit 1 | 150 | G100000114207 | G114207 | Sumbagsel-1 Unit 1 | Sumatra | Yes | Yes | None |  |  |  | pre-permit | construction | construction | 2026 | 2025 |  | 0 | 2 | Planned | IPP | SubC | PC |  |  |  | -4.1059 | 103.9947
AMDAL on hand | Sumbagsel-1 Unit 2 | 150 | G100000114208 | G114208 | Sumbagsel-1 Unit 2 | Sumatra | Yes | Yes | None |  |  |  | pre-permit | construction | construction | 2026 | 2025 |  | 0 | 2 | Planned | IPP | SubC | PC |  |  |  | -4.1059 | 103.9947
AMDAL on hand | Sumsel-1 Unit 1 | 350 | G100000109696 | G109696 | Sumsel-1 Unit 1 | Sumatra | Yes | Yes | None |  |  |  | construction | construction | operating | 2025 | 2025 |  | 1 | 3 | 1 | IPP | SubC-MM | PC |  |  |  | -3.4767 | 103.9992
AMDAL on hand | Sumsel-1 Unit 2 | 350 | G100000109697 | G109697 | Sumsel-1 Unit 2 | Sumatra | Yes | Yes | None |  |  |  | construction | construction | operating | 2025 | 2025 |  | 1 | 3 | 1 | IPP | SubC-MM | PC |  |  |  | -3.4767 | 103.9992
| Sumsel-5 Unit 1 | 150 | G100000109700 | G109700 | Sumsel-5 Unit 1 | Sumatra |  |  | None |  |  |  | operating | operating | operating | 2016 |  | 2041 | 10 | 2 | 2 | IPP | SubC-MM | CFB |  | ESP |  | -2.1563 | 103.7553
| Sumsel-5 Unit 2 | 150 | G100000109701 | G109701 | Sumsel-5 Unit 2 | Sumatra |  |  | None |  |  |  | operating | operating | operating | 2016 |  | 2041 | 10 | 2 | 2 | IPP | SubC-MM | CFB |  | ESP |  | -2.1563 | 103.7553
| Sumut-1 Unit 1 | 150 | G100000109706 | G109706 | Sumut-1 Unit 1 | Sumatra | Yes | Yes | None |  |  | Kerja sama Wilus, not counted as PLN capacity | construction | shelved | shelved | 2028 | 2028 |  | -2 | 2 | Planned | IPP | SubC | PC |  |  |  | 3.7803 | 98.6369
| Sumut-1 Unit 2 | 150 | G100000109707 | G109707 | Sumut-1 Unit 2 | Sumatra | Yes | Yes | None |  |  | Kerja sama Wilus, not counted as PLN capacity | construction | shelved | shelved | 2028 | 2028 |  | -2 | 2 | Planned | IPP | SubC | PC |  |  |  | 3.7803 | 98.6369
| Kalsel Unit 1 | 100 | G100000109790 | G109790 | Tabalong Unit 1 | Kalimantan |  |  | None |  |  | FTP-2 | operating | operating | operating | 2019 |  |  | 7 | 1 | 2 | IPP | SubC | CFB |  |  |  | -2.1634 | 115.4408
| Kalsel Unit 2 | 100 | G100000109791 | G109791 | Tabalong Unit 2 | Kalimantan |  |  | None |  |  | FTP-2 | operating | operating | operating | 2019 |  |  | 7 | 1 | 2 | IPP | SubC | CFB |  |  |  | -2.1634 | 115.4408
| Punagaya Unit 1 | 100 | G100000109863 | G109863 | Takalar Unit 1 | Sulawesi |  |  | Commercial/implemented | Corncob | 5% | FTP-2 | operating | operating | operating | 2017 |  |  | 9 | 1 | 2 | PLN | SubC | CFB |  | ESP, Cyclone, Limestone |  | -5.6236 | 119.5508
| Punagaya Unit 2 | 100 | G100000109864 | G109864 | Takalar Unit 2 | Sulawesi |  |  | Commercial/implemented | Corncob | 5% | FTP-2 | operating | operating | operating | 2018 |  |  | 8 | 1 | 2 | PLN | SubC | CFB |  | ESP, Cyclone, Limestone |  | -5.6236 | 119.5508
| Tanjung Awar-Awar Unit 1 | 350 | G100000109946 | G109946 | Tanjung Awar-Awar Unit 1 | Java |  |  | Commercial/implemented | Sawdust | 3% |  | operating | operating | operating | 2012 |  |  | 14 | 3 | 3 | PLN | SubC | PC |  | ESP, Low NOx Burner |  | -6.8105 | 111.9955 |  |  |  | 264.86 | 274.66 | 80.02 | mg/m3 | 43.11 | 205 | 7 |  |  | https://www.ptpjb.com/wp-content/uploads/2021/06/SR-PJB-2020_30jun_compressed.pdf; http://repository.upnjatim.ac.id/6610/3/18034010037_KP_BAB2.pdf
| Tanjung Awar-Awar Unit 2 | 350 | G100000109947 | G109947 | Tanjung Awar-Awar Unit 2 | Java |  |  | Commercial/implemented | Sawdust | 3% |  | operating | operating | operating | 2013 |  |  | 13 | 3 | 3 | PLN | SubC | PC |  | ESP |  | -6.8105 | 111.9955 |  |  |  | 264.86 | 274.66 | 80.02 | mg/m3 | 43.11 | 205 | 7 |  |  | https://www.ptpjb.com/wp-content/uploads/2021/06/SR-PJB-2020_30jun_compressed.pdf; http://repository.upnjatim.ac.id/6610/3/18034010037_KP_BAB2.pdf
| Jawa-3 Unit 1 | 660 | G100000109954 | G109954 | Tanjung Jati A Unit 1 | Java | Yes |  | None |  |  | FTP-2 | shelved | cancelled | cancelled | 2025 |  |  | 1 | 4 | 1 | IPP | SC | PC |  |  |  | -6.7685 | 108.6452 |  |  |  |  | 495 |  | mg/m3 | [5 empty] | https://issuu.com/charlton_media/docs/ap_q1_2022
| Jawa-3 Unit 2 | 660 | G100000109955 | G109955 | Tanjung Jati A Unit 2 | Java | Yes |  | None |  |  | FTP-2 | shelved | cancelled | cancelled | 2026 |  |  | 0 | 4 | Planned | IPP | SC | PC |  |  |  | -6.7685 | 108.6452
| Tanjung Jati B Unit 1 (leasing) | 660 | G100000109960 | G109960 | Tanjung Jati B Unit 1 | Java |  |  | Planned |  |  |  | operating | operating | operating | 2006 |  |  | 20 | 4 | 4 | IPP | SubC | PC |  | Low NOx Burner, ESP, WLSFGD |  | -6.4448 | 110.7435 |  | 2237 |  | 400 | 550 | 50 | mg/m3 |  | 240 | 8 | 60 | 15 | See entries in https://docs.google.com/document/d/1-AFOyMxyYL8llKqsEIRVQSTWB8QSButl/edit
| Tanjung Jati B Unit 2 (leasing) | 660 | G100000109961 | G109961 | Tanjung Jati B Unit 2 | Java |  |  | Planned |  |  |  | operating | operating | operating | 2006 |  |  | 20 | 4 | 4 | IPP | SubC | PC |  | Low NOx Burner, ESP, WLSFGD |  | -6.4448 | 110.7435 |  | 2383 |  | 400 | 550 | 50 | mg/m3 |  | 240 | 8 | 60 | 15 | See entries in https://docs.google.com/document/d/1-AFOyMxyYL8llKqsEIRVQSTWB8QSButl/edit
| Tanjung Jati B Unit 3 (leasing) | 660 | G100000109956 | G109956 | Tanjung Jati B Unit 3 | Java |  |  | Planned |  |  |  | operating | operating | operating | 2011 |  |  | 15 | 4 | 3 | IPP | SubC | PC |  | Low NOx Burner, ESP, WLSFGD |  | -6.446 | 110.7423 |  | 1620 |  | 400 | 550 | 50 | mg/m3 |  | 240 | 8 | 65 | 15 | See entries in https://docs.google.com/document/d/1-AFOyMxyYL8llKqsEIRVQSTWB8QSButl/edit
| Tanjung Jati B Unit 4 (leasing) | 660 | G100000109957 | G109957 | Tanjung Jati B Unit 4 | Java |  |  | Planned |  |  |  | operating | operating | operating | 2012 |  |  | 14 | 4 | 3 | IPP | SubC | PC |  | Low NOx Burner, ESP, WLSFGD |  | -6.446 | 110.7423 |  | 1528 |  | 400 | 550 | 50 | mg/m3 |  | 240 | 8 | 65 | 15 | See entries in https://docs.google.com/document/d/1-AFOyMxyYL8llKqsEIRVQSTWB8QSButl/edit
| Jawa-4/Tanjung Jati B Unit 5 | 1000 | G100000109958 | G109958 | Tanjung Jati B Unit 5 | Java | Yes |  | None |  |  | FTP-2 | construction | operating | operating | 2022 |  | 2047 | 4 | 4 | 1 | IPP | USC | PC |  |  |  | -6.4465 | 110.7424 | 4900 | 3640 |  | 457 | 342 | 70 | mg/m3 |  | 240 | 8.2 | 58 | 18.9 | See entries in https://docs.google.com/document/d/1-AFOyMxyYL8llKqsEIRVQSTWB8QSButl/edit
| Jawa-4/Tanjung Jati B Unit 6 | 1000 | G100000109959 | G109959 | Tanjung Jati B Unit 6 | Java | Yes |  | None |  |  | FTP-2 | construction | operating | operating | 2022 |  | 2047 | 4 | 4 | 1 | IPP | USC | PC |  |  |  | -6.4465 | 110.7424 | 4900 | 3640 |  | 457 | 342 | 70 | mg/m3 |  | 240 | 8.2 | 58 | 18.9 | See entries in https://docs.google.com/document/d/1-AFOyMxyYL8llKqsEIRVQSTWB8QSButl/edit
| Tanjung Kasam Unit 1 | 65 | G100000109962 | G109962 | Tanjung Kasam Unit 1 | Sumatra |  |  | None |  |  |  | operating | operating | operating | 2012 |  |  | 14 | 1 | 3 | IPP | SubC | CFB |  |  |  | 1.0441 | 104.1357
| Tanjung Kasam Unit 2 | 65 | G100000109963 | G109963 | Tanjung Kasam Unit 2 | Sumatra |  |  | None |  |  |  | operating | operating | operating | 2012 |  |  | 14 | 1 | 3 | IPP | SubC | CFB |  |  |  | 1.0441 | 104.1357
| Tarahan Unit 3 | 100 | G100000109971 | G109971 | Tarahan Unit 3 | Sumatra |  |  | Commercial/implemented | Woodchip | 3% |  | operating | operating | operating | 2008 |  |  | 18 | 1 | 4 | PLN | SubC | CFB |  | ESP, Low NOx Burner |  | -5.5212 | 105.3535 | [7 empty] | 58.18
| Tarahan Unit 4 | 100 | G100000109972 | G109972 | Tarahan Unit 4 | Sumatra |  |  | Commercial/implemented | Woodchip | 3% |  | operating | operating | operating | 2007 |  |  | 19 | 1 | 4 | PLN | SubC | CFB |  | ESP, Low NOx Burner |  | -5.5212 | 105.3535 | [7 empty] | 58.18
| Teluk Sirih Unit 1 | 112 | G100000109998 | G109998 | Teluk Sirih Unit 1 | Sumatra |  |  | Commercial/implemented | Sawdust | NA |  | operating | operating | operating | 2013 |  | 2060 | 13 | 2 | 3 | PLN | SubC | CFB |  | ESP |  | -1.0765 | 100.3724 | [7 empty] | 132.72
| Teluk Sirih Unit 2 | 112 | G100000109999 | G109999 | Teluk Sirih Unit 2 | Sumatra |  |  | Commercial/implemented | Sawdust | NA |  | operating | operating | operating | 2013 |  | 2060 | 13 | 2 | 3 | PLN | SubC | CFB |  | ESP |  | -1.0765 | 100.3724 | [7 empty] | 132.72
| Timor-1 Unit 1 | 50 | G100000110178 | G110178 | Timor-1 Unit 1 | Nusa Tenggara | Yes |  | None |  |  |  | construction | construction | operating | 2024 |  |  | 2 | 1 | 1 | PLN | SubC | CFB |  |  |  | -10.352 | 123.4599
| Timor-1 Unit 2 | 50 | G100000110179 | G110179 | Timor-1 Unit 2 | Nusa Tenggara | Yes |  | None |  |  |  | construction | construction | operating | 2024 |  |  | 2 | 1 | 1 | PLN | SubC | CFB |  |  |  | -10.352 | 123.4599

## Captive
GEM Wiki | CFPP name | GEM unit/phase ID | GEM ID | Owner | Captive industry | Capacity (MW) | COD | Status Jul 2026 | Status Jul 2024 | Status Jan 2024 | Status Jun 2023 | Latitude | Longitude | Parent | Province_EN | Provinsi_ID | RUKN_out Mar 2025_new?
https://www.gem.wiki/PT_IHIP_power_station | PT IHIP Expansion Unit | G100001053834 | (new entry) | Captive | Industrial park | 100 |  | announced |  |  |  | -2.2579 | 121.769 | Huakai Investment Co Ltd; Tongxiang Wushi Trading Co Ltd; unknown; Zhenshi Holding Group Co Ltd | Central Sulawesi | Sulawesi Tengah | yes
https://www.gem.wiki/Hongshi_Silikon_power_station | Hongshi Silikon | G100001054115 | (new entry) | Captive | Industrial park | 2000 |  | announced |  |  |  | -6.872 | 107.5987 | Hongshi Holding Group Co Ltd [100.0%] | West Java | Jawa Barat | yes
https://www.gem.wiki/AlamTri_Aluminum_Smelter_power_station | AlamTri Aluminum Smelter Phase II Unit 2 | G100001092190 | (new entry) | Captive | Aluminum | 150 | 2026 | announced |  |  |  | 2.4947 | 117.9002 | PT Alamtri Resources Indonesia Tbk [84.0%]; PT Cita Mineral Investindo Tbk [16.0%] | North Kalimantan | Kalimantan Utara | yes
https://www.gem.wiki/AlamTri_Aluminum_Smelter_power_station | AlamTri Aluminum Smelter Phase II Unit 3 | G100001092191 | (new entry) | Captive | Aluminum | 380 | 2026 | announced |  |  |  | 2.4947 | 117.9002 | PT Alamtri Resources Indonesia Tbk [84.0%]; PT Cita Mineral Investindo Tbk [16.0%] | North Kalimantan | Kalimantan Utara | yes
https://www.gem.wiki/AlamTri_Aluminum_Smelter_power_station | AlamTri Aluminum Smelter Phase II Unit 4 | G100001092192 | (new entry) | Captive | Aluminum | 380 | 2026 | announced |  |  |  | 2.4947 | 117.9002 | PT Alamtri Resources Indonesia Tbk [84.0%]; PT Cita Mineral Investindo Tbk [16.0%] | North Kalimantan | Kalimantan Utara | yes
https://www.gem.wiki/Nanshan_Industrial_Park_power_station | Nanshan Industrial Park Phase II Unit 7 | G100001093525 | (new entry) | Captive | Aluminum | 150 | 2027 | announced |  |  |  | 0.91164 | 104.6505 | Nanshan Aluminium International Holdings Ltd [72.7%]; Hong Kong Prime Aluminium Investment Ltd [25.0%]; small shareholder(s) [2.3%] | Riau Islands | Kepulauan Riau | yes
https://www.gem.wiki/Delong_Nickel_Phase_IV_power_station | Delong Nickel Phase IV Unit 2 | G100001031228 | (new entry) | Captive | Nickel | 330 |  | construction |  |  |  | -2.0166 | 121.4312 | Zhongwei Hong Kong Zhengbang New Energy Co Ltd [35.0%]; Jiangsu Delong Nickel Industry Co Ltd [33.0%]; Zhongwei Hong Kong Zhenghong New Energy Co Ltd [25.0%]; Tongren Zhongwei Hongling No. 1 Enterprise Management Consulting Partnership LP [7.0%] | Central Sulawesi | Sulawesi Tengah | yes
https://www.gem.wiki/AlamTri_Aluminum_Smelter_power_station | AlamTri Aluminum Smelter Phase I Unit 2 | G100001052602 | (new entry) | Captive | Aluminum | 150 | 2026 | construction |  |  |  | 2.4947 | 117.9002 | PT Alamtri Resources Indonesia Tbk [84.0%]; PT Cita Mineral Investindo Tbk [16.0%] | North Kalimantan | Kalimantan Utara | yes
https://www.gem.wiki/AlamTri_Aluminum_Smelter_power_station | AlamTri Aluminum Smelter Phase I Unit 3 | G100001052603 | (new entry) | Captive | Aluminum | 380 | 2025 | construction |  |  |  | 2.4947 | 117.9002 | PT Alamtri Resources Indonesia Tbk [84.0%]; PT Cita Mineral Investindo Tbk [16.0%] | North Kalimantan | Kalimantan Utara | yes
https://www.gem.wiki/AlamTri_Aluminum_Smelter_power_station | AlamTri Aluminum Smelter Phase I Unit 4 | G100001052604 | (new entry) | Captive | Aluminum | 380 | 2025 | construction |  |  |  | 2.4947 | 117.9002 | PT Alamtri Resources Indonesia Tbk [84.0%]; PT Cita Mineral Investindo Tbk [16.0%] | North Kalimantan | Kalimantan Utara | yes
https://www.gem.wiki/Gallant_Venture_power_station | Gallant Venture Phase I Unit 1 | G100001054770 | (new entry) | Captive | Industrial park | 350 |  | construction |  |  |  | 0.95756 | 104.0486 | Gallant Venture Ltd [100.0%] | Riau Islands | Kepulauan Riau | yes
https://www.gem.wiki/Gallant_Venture_power_station | Gallant Venture Phase I Unit 2 | G100001054771 | (new entry) | Captive | Industrial park | 350 |  | construction |  |  |  | 0.95756 | 104.0486 | Gallant Venture Ltd [100.0%] | Riau Islands | Kepulauan Riau | yes
https://www.gem.wiki/Gallant_Venture_power_station | Gallant Venture Phase I Unit 3 | G100001054774 | (new entry) | Captive | Industrial park | 350 |  | construction |  |  |  | 0.95756 | 104.0486 | Gallant Venture Ltd [100.0%] | Riau Islands | Kepulauan Riau | yes
https://www.gem.wiki/Sulawesi_Labota_power_station | Sulawesi Labota Unit 10 | G100001093520 | (new entry) | Captive | Aluminum, nickel | 380 | 2025 | construction |  |  |  | -2.8743 | 122.1777 | Huafon Group Co Ltd [65.0%]; Eternal Tsingshan Group Ltd [35.0%] | Central Sulawesi | Sulawesi Tengah | yes
https://www.gem.wiki/Sulawesi_Labota_power_station | Sulawesi Labota Unit 11 | G100001093521 | (new entry) | Captive | Aluminum, nickel | 380 | 2025 | construction |  |  |  | -2.8743 | 122.1777 | Huafon Group Co Ltd [65.0%]; Eternal Tsingshan Group Ltd [35.0%] | Central Sulawesi | Sulawesi Tengah | yes
https://www.gem.wiki/PT_Kalimantan_Alumina_Nusantara_power_station | PT Kalimantan Alumina Nusantara Unit 1 | G100001093590 | (new entry) | Captive | Aluminum | 30 |  | construction |  |  |  | -0.12384 | 109.9713 | Press Metal International Resources (HK) Ltd [80.0%]; PT Alakasa Alumina Refineri [17.2%]; small shareholder(s) [2.8%] | West Kalimantan | Kalimantan Barat | yes
https://www.gem.wiki/PT_Kalimantan_Alumina_Nusantara_power_station | PT Kalimantan Alumina Nusantara Unit 2 | G100001093591 | (new entry) | Captive | Aluminum | 30 |  | construction |  |  |  | -0.12384 | 109.9713 | Press Metal International Resources (HK) Ltd [80.0%]; PT Alakasa Alumina Refineri [17.2%]; small shareholder(s) [2.8%] | West Kalimantan | Kalimantan Barat | yes
https://www.gem.wiki/Toba_Pulp_Lestari_power_station | Toba Pulp Lestari Unit 2 | G100001093598 | (new entry) | Captive | Pulp and paper | 30 | 2014 | mothballed |  |  |  | 2.4637 | 99.1973 | PT Toba Pulp Lestari Tbk [100.0%] | North Sumatra | Sumatera Utara | no
https://www.gem.wiki/Perawang_Mill_power_station | Perawang Mill Unit 05 | G100001093579 | (new entry) | Captive | Pulp and paper | 35 | 2008 | operating |  |  |  | 0.68932 | 101.6191 | PT Indah Kiat Pulp & Paper Tbk [100.0%] | Riau | Riau | no
https://www.gem.wiki/Delong_Nickel_Phase_IV_power_station | Delong Nickel Phase IV Unit 3 | G100001031233 | (new entry) | Captive | Nickel | 330 | 2024 | operating |  |  |  | -2.0166 | 121.4312 | Zhongwei Hong Kong Zhengbang New Energy Co Ltd [35.0%]; Jiangsu Delong Nickel Industry Co Ltd [33.0%]; Zhongwei Hong Kong Zhenghong New Energy Co Ltd [25.0%]; Tongren Zhongwei Hongling No. 1 Enterprise Management Consulting Partnership LP [7.0%] | Central Sulawesi | Sulawesi Tengah | no
https://www.gem.wiki/PT_Halmahera_Persada_Lygend_Nickel_Smelter_power_station | PT Halmahera Persada Lygend Nickel Smelter Phase II Unit 5 | G100001031294 | (new entry) | Captive | Nickel | 150 | 2023 | operating |  |  |  | -1.5614 | 127.421 | Ningbo Lygend [36.9%]; Harita Group | North Maluku | Maluku Utara | no
https://www.gem.wiki/PT_Krakatau_Posco_Energy_power_station | PT Krakatau Posco Energy Unit 1 | G100001093557 | (new entry) | Captive | Chemicals, Iron & steel | 100 | 2014 | operating |  |  |  | -6.0068 | 105.9715 | POSCO International Corp [55.0%]; PT Krakatau Chandra Energi [45.0%] | Banten | Banten | no
https://www.gem.wiki/PT_Krakatau_Posco_Energy_power_station | PT Krakatau Posco Energy Unit 2 | G100001093558 | (new entry) | Captive | Chemicals, Iron & steel | 100 | 2014 | operating |  |  |  | -6.0068 | 105.9715 | POSCO International Corp [55.0%]; PT Krakatau Chandra Energi [45.0%] | Banten | Banten | no
https://www.gem.wiki/Pindo-Deli-Ii_power_station | Pindo-Deli-Ii Unit 3 | G100001093577 | (new entry) | Captive | Pulp and paper | 30.2 | 2007 | operating |  |  |  | -6.3855 | 107.3436 | PT APP Purinusa Ekapersada [99.2%]; small shareholder(s) [0.8%] | West Java | Jawa Barat | no
https://www.gem.wiki/Pindo-Deli-Ii_power_station | Pindo-Deli-Ii Unit 4 | G100001093578 | (new entry) | Captive | Pulp and paper | 30.2 | 2007 | operating |  |  |  | -6.3855 | 107.3436 | PT APP Purinusa Ekapersada [99.2%]; small shareholder(s) [0.8%] | West Java | Jawa Barat | no
https://www.gem.wiki/South_Pasific_Viscose_power_station | South Pasific Viscose -- | G100001093582 | (new entry) | Captive | Textile | 30 | 2009 | operating |  |  |  | -6.4982 | 107.3996 | Lenzing AG [99.9%] | West Java | Jawa Barat | no
https://www.gem.wiki/Toba_Pulp_Lestari_power_station | Toba Pulp Lestari Unit 1 | G100001093597 | (new entry) | Captive | Pulp and paper | 50 | 2014 | operating |  |  |  | 2.4637 | 99.1973 | PT Toba Pulp Lestari Tbk [100.0%] | North Sumatra | Sumatera Utara | no
https://www.gem.wiki/Ketapang_Bangun_Sarana_power_station | Ketapang Bangun Sarana Unit 1 | G100001090979 | (new entry) | Captive | Aluminum | 45 | 2025 | operating |  |  |  | -2.2356 | 110.1066 | natural person(s) [46.6%]; Zhejiang Hengjia Holding Co Ltd [27.0%]; Hangzhou Yande Industrial Co Ltd [26.3%] | West Kalimantan | Kalimantan Barat | yes
https://www.gem.wiki/Ketapang_Bangun_Sarana_power_station | Ketapang Bangun Sarana Unit 2 | G100001090980 | (new entry) | Captive | Aluminum | 30 | 2025 | operating |  |  |  | -2.2356 | 110.1066 | natural person(s) [46.6%]; Zhejiang Hengjia Holding Co Ltd [27.0%]; Hangzhou Yande Industrial Co Ltd [26.3%] | West Kalimantan | Kalimantan Barat | yes
https://www.gem.wiki/Gallant_Venture_power_station | Gallant Venture Phase II Unit 1 | G100001054772 | (new entry) | Captive | Industrial park | 600 |  | pre-permit |  |  |  | 0.95756 | 104.0486 | Gallant Venture Ltd [100.0%] | Riau Islands | Kepulauan Riau | yes
https://www.gem.wiki/Gallant_Venture_power_station | Gallant Venture Phase II Unit 2 | G100001054773 | (new entry) | Captive | Industrial park | 600 |  | pre-permit |  |  |  | 0.95756 | 104.0486 | Gallant Venture Ltd [100.0%] | Riau Islands | Kepulauan Riau | yes
https://www.gem.wiki/East_Halmahera_power_station | East Halmahera | G100001090880 | (new entry) | Captive | Nickel | 680 | 2028 | pre-permit |  |  |  | 0.84458 | 128.2494 | PT Petrindo Jaya Kreasi Tbk [90.0%]; unknown [10.0%] | North Maluku | Maluku Utara | yes
https://www.gem.wiki/Sulawesi_Labota_power_station | Sulawesi Labota Unit 12 | G100001093523 | (new entry) | Captive | Aluminum, nickel | 380 |  | pre-permit |  |  |  | -2.8743 | 122.1777 | Huafon Group Co Ltd [65.0%]; Eternal Tsingshan Group Ltd [35.0%] | Central Sulawesi | Sulawesi Tengah | yes
https://www.gem.wiki/Wanxiang_Nickel_Indonesia_power_station | Wanxiang Nickel Indonesia Phase II Unit 1 | G100001093528 | (new entry) | Captive | Nickel | 200 |  | pre-permit |  |  |  | -2.731 | 122.0306 | PT Wanxiang Steel Indonesia [100.0%] | Central Sulawesi | Sulawesi Tengah | yes
https://www.gem.wiki/Wanxiang_Nickel_Indonesia_power_station | Wanxiang Nickel Indonesia Phase II Unit 2 | G100001093529 | (new entry) | Captive | Nickel | 200 |  | pre-permit |  |  |  | -2.731 | 122.0306 | PT Wanxiang Steel Indonesia [100.0%] | Central Sulawesi | Sulawesi Tengah | yes
https://www.gem.wiki/Tanjung_Sauh_power_station | Tanjung Sauh Unit 1 | G100001093559 | (new entry) | Captive | Industrial park | 150 | 2026 | pre-permit |  |  |  | 1.0614 | 104.1737 | PT Nusatama Properta Panbil | Riau Islands | Kepulauan Riau | yes
https://www.gem.wiki/Tanjung_Sauh_power_station | Tanjung Sauh Unit 2 | G100001093560 | (new entry) | Captive | Industrial park | 150 | 2027 | pre-permit |  |  |  | 1.0614 | 104.1737 | PT Nusatama Properta Panbil | Riau Islands | Kepulauan Riau | yes
https://www.gem.wiki/Mempawah_SGAR_power_station | Mempawah SGAR Unit 1 | G100001094663 | (new entry) | Captive | Aluminum | 200 | 2028 | pre-permit |  |  |  | 0.36456 | 108.9557 | PT Bukit Asam Tbk [100.0%] | West Kalimantan | Kalimantan Barat | yes
https://www.gem.wiki/Mempawah_SGAR_power_station | Mempawah SGAR Unit 2 | G100001094664 | (new entry) | Captive | Aluminum | 200 | 2028 | pre-permit |  |  |  | 0.36456 | 108.9557 | PT Bukit Asam Tbk [100.0%] | West Kalimantan | Kalimantan Barat | yes
https://www.gem.wiki/Mempawah_SGAR_power_station | Mempawah SGAR Unit 3 | G100001094665 | (new entry) | Captive | Aluminum | 200 | 2028 | pre-permit |  |  |  | 0.36456 | 108.9557 | PT Bukit Asam Tbk [100.0%] | West Kalimantan | Kalimantan Barat | yes
https://www.gem.wiki/Mempawah_SGAR_power_station | Mempawah SGAR Unit 4 | G100001094666 | (new entry) | Captive | Aluminum | 200 | 2028 | pre-permit |  |  |  | 0.36456 | 108.9557 | PT Bukit Asam Tbk [100.0%] | West Kalimantan | Kalimantan Barat | yes
https://www.gem.wiki/Mempawah_SGAR_power_station | Mempawah SGAR Unit 5 | G100001094667 | (new entry) | Captive | Aluminum | 200 | 2028 | pre-permit |  |  |  | 0.36456 | 108.9557 | PT Bukit Asam Tbk [100.0%] | West Kalimantan | Kalimantan Barat | yes
https://www.gem.wiki/Mempawah_SGAR_power_station | Mempawah SGAR Unit 6 | G100001094668 | (new entry) | Captive | Aluminum | 200 | 2028 | pre-permit |  |  |  | 0.36456 | 108.9557 | PT Bukit Asam Tbk [100.0%] | West Kalimantan | Kalimantan Barat | yes
https://www.gem.wiki/Andalas_Cement_power_station | Andalas Cement | <30 MW | <30 MW | Captive | Cement | 29 | 2007 | operating | operating | operating | operating | 5.4535 | 95.2465 | PT Semen Indonesia | Aceh | Aceh | no
https://www.gem.wiki/Ketapang_Smelter_power_station | Ketapang Smelter Phase I, Unit 1 | <30 MW | <30 MW | Captive | Nickel | 25 | 2016 | operating | operating | operating | operating | -2.3662 | 110.1573 | China Hongqiao Group; Harita Group | West Kalimantan | Kalimantan Barat | no
https://www.gem.wiki/Ketapang_Smelter_power_station | Ketapang Smelter Phase I, Unit 2 | <30 MW | <30 MW | Captive | Nickel | 25 | 2016 | operating | operating | operating | operating | -2.3662 | 110.1573 | China Hongqiao Group; Harita Group | West Kalimantan | Kalimantan Barat | no
https://www.gem.wiki/Tonasa_Cement_Plant_power_station | Tonasa Cement Plant power station Phase IV Unit 1 | <30 MW | <30 MW | Captive | Cement | 25 | 1996 | operating | operating | operating | operating | -4.8167 | 119.5017 | PT Semen Indonesia | South Sulawesi | Sulawesi Selatan | no
https://www.gem.wiki/Tonasa_Cement_Plant_power_station | Tonasa Cement Plant power station Phase IV Unit 2 | <30 MW | <30 MW | Captive | Cement | 25 | 1996 | operating | operating | operating | operating | -4.8167 | 119.5017 | PT Semen Indonesia | South Sulawesi | Sulawesi Selatan | no
https://www.gem.wiki/Xinyi_Group_captive_power_station | Xinyi Group captive | G100001000232 | G100001000232 | Captive | Industrial park | 2500 |  | announced | announced | announced | announced | 0.86008 | 104.1801 | Xinyi Glass Holdings | Riau Islands | Kepulauan Riau | yes
https://www.gem.wiki/Weda_Bay_power_station | Weda Bay Unit 13 | G100001000640 | G100001000640 | Captive | Nickel | 380 | 2024 | operating | construction | construction | construction | 0.47616 | 128.0081 | Tsingshan Holding Group Co Ltd | North Maluku | Maluku Utara | no
https://www.gem.wiki/Weda_Bay_power_station | Weda Bay Unit 14 | G100001000641 | G100001000641 | Captive | Nickel | 380 | 2025 | operating | construction | construction | construction | 0.47616 | 128.0081 | Tsingshan Holding Group Co Ltd | North Maluku | Maluku Utara | no
https://www.gem.wiki/PT_IHIP_power_station | PT IHIP Unit 1 | G100001000642 | G100001000642 | Captive | Industrial park | 117 | 2024 | operating | construction | construction | construction | -2.2875 | 121.772 | PT Baoshuo Taman Industry Investment Group | Central Sulawesi | Sulawesi Tengah | no
https://www.gem.wiki/PT_IHIP_power_station | PT IHIP Unit 2 | G100001000643 | G100001000643 | Captive | Industrial park | 117 | 2024 | operating | construction | construction | construction | -2.2875 | 121.772 | PT Baoshuo Taman Industry Investment Group | Central Sulawesi | Sulawesi Tengah | no
https://www.gem.wiki/PT_IHIP_power_station | PT IHIP Unit 3 | G100001000644 | G100001000644 | Captive | Industrial park | 116 | 2024 | operating | construction | construction | construction | -2.2875 | 121.772 | PT Baoshuo Taman Industry Investment Group | Central Sulawesi | Sulawesi Tengah | no
https://www.gem.wiki/PT_Tianshan_Alumina_power_station | PT Tianshan Alumina power station | G100001018057 | G100001018057 | Captive | Aluminum | 160 |  | permitted | pre-permit | unknown | unknown | -0.55415 | 104.4297 | Tianshan Alumina PT | Riau Islands | Kepulauan Riau | yes
https://www.gem.wiki/Adaro_East_Kalimantan_power_station | Adaro East Kalimantan Unit 1 | G100000100037 | G100037 | Captive | Coal mining - Power generation | 300 | 0 | cancelled | cancelled | cancelled | cancelled | 0.1 | 116.4 | China Energy Investment Corp; PT Adaro Power | East Kalimantan | Kalimantan Timur | no
https://www.gem.wiki/Adaro_East_Kalimantan_power_station | Adaro East Kalimantan Unit 2 | G100000100038 | G100038 | Captive | Coal mining - Power generation | 300 | 0 | cancelled | cancelled | cancelled | cancelled | 0.1 | 116.4 | China Energy Investment Corp; PT Adaro Power | East Kalimantan | Kalimantan Timur | no
https://www.gem.wiki/Amamapare_Port_power_station | Amamapare Port Unit 1 | G100000100142 | G100142 | Captive | Gold - Copper | 65 | 1998 | operating | operating | operating | operating | -4.8277 | 136.8391 | FreePort-McMoran Inc [85.7%] | Papua | Papua | no
https://www.gem.wiki/Amamapare_Port_power_station | Amamapare Port Unit 2 | G100000100143 | G100143 | Captive | Gold - Copper | 65 | 1998 | operating | operating | operating | operating | -4.8277 | 136.8391 | FreePort-McMoran Inc [85.7%] | Papua | Papua | no
https://www.gem.wiki/Amamapare_Port_power_station | Amamapare Port Unit 3 | G100000100144 | G100144 | Captive | Gold - Copper | 65 | 1999 | operating | operating | operating | operating | -4.8277 | 136.8391 | FreePort-McMoran Inc [85.7%] | Papua | Papua | no
https://www.gem.wiki/Asahimas_Chemical_power_station | Asahimas Chemical Unit 1 | G100000100367 | G100367 | Captive | Chemicals | 150 | 2019 | operating | operating | operating | operating | -6.0248 | 105.9426 | AGC Inc [52.5%]; Ableman Finance [18.0%]; Rodamas [18.0%]; Mitsubishi Corporation Energy Solutions [11.5%] | Banten | Banten | no
https://www.gem.wiki/Astratel_power_station | Astratel Phase I | G100000100391 | G100391 | Captive | Coal mining - Power generation | 100 | 0 | cancelled | cancelled | cancelled | cancelled | -2.75 | 103.8333 | Astra International |  |  | no
https://www.gem.wiki/Bandung_Indosyntec_power_station | Bandung Indosyntec Unit 1 | G100000100505 | G100505 | Captive | Textile | 30 | 2004 | operating | operating | operating | operating | -6.9705 | 107.6058 | Lucky Height Resources Ltd [27.8%]; Gold Gazelle Profits Corp [19.6%]; PT Panasia Synthetic Abadi [19.4%]; Ortega Management Ltd [10.0%]; Mercury Capital International Inc [9.7%]; Prime Invesco Ltd [9.5%] | West Java | Jawa Barat | no
https://www.gem.wiki/Batu_Hijau_power_station | Batu Hijau Unit 1 | G100000100662 | G100662 | Captive | Gold - Copper | 31 | 1999 | operating | operating | operating | operating | -8.9012 | 116.7382 | Newmont Corp | West Nusa Tenggara | Nusa Tenggara Barat | no
https://www.gem.wiki/Batu_Hijau_power_station | Batu Hijau Unit 2 | G100000100663 | G100663 | Captive | Gold - Copper | 31 | 1999 | operating | operating | operating | operating | -8.9012 | 116.7382 | Newmont Corp | West Nusa Tenggara | Nusa Tenggara Barat | no
https://www.gem.wiki/Batu_Hijau_power_station | Batu Hijau Unit 3 | G100000100664 | G100664 | Captive | Gold - Copper | 31 | 1999 | operating | operating | operating | operating | -8.9012 | 116.7382 | Newmont Corp | West Nusa Tenggara | Nusa Tenggara Barat | no
https://www.gem.wiki/Batu_Hijau_power_station | Batu Hijau Unit 4 | G100000100665 | G100665 | Captive | Gold - Copper | 31 | 1999 | operating | operating | operating | operating | -8.9012 | 116.7382 | Newmont Corp | West Nusa Tenggara | Nusa Tenggara Barat | no
https://www.gem.wiki/Cikarang_Babelan_power_station | Cikarang Babelan Unit 1 | G100000101579 | G101579 | Captive | Power generation | 140 | 2017 | operating | operating | operating | operating | -6.1161 | 107.052 | PT Cikarang Listrindo [100.0%] | West Java | Jawa Barat | no
https://www.gem.wiki/Cikarang_Babelan_power_station | Cikarang Babelan Unit 2 | G100000101580 | G101580 | Captive | Power generation | 140 | 2017 | operating | operating | operating | operating | -6.1161 | 107.052 | PT Cikarang Listrindo [100.0%] | West Java | Jawa Barat | no
https://www.gem.wiki/Gresik_AKR_power_station | Gresik AKR Unit 1 | G100000103134 | G103134 | Captive | Industrial park | 330 | 0 | cancelled | cancelled | cancelled | cancelled | -7.159 | 112.642 | AKR Corp | East Java | Jawa Timur | no
https://www.gem.wiki/Gresik_AKR_power_station | Gresik AKR Unit 2 | G100000103135 | G103135 | Captive | Industrial park | 330 | 0 | cancelled | cancelled | cancelled | cancelled | -7.159 | 112.642 | AKR Corp | East Java | Jawa Timur | no
https://www.gem.wiki/Indarung_Cement_power_station | Indarung Cement | G100000104834 | G104834 | Captive | Cement | 100 | 0 | cancelled | cancelled | cancelled | cancelled | -0.95006 | 100.4695 | PT Semen Indonesia | West Sumatra | Sumatra Barat | no
https://www.gem.wiki/Jababeka_KIP_power_station | Jababeka KIP | G100000104935 | G104935 | Captive | Industrial park | 660 | 0 | cancelled | cancelled | cancelled | cancelled | -6.8957 | 110.2403 | Jababeka; Sembcorp Industries Ltd | Central Java | Jawa Tengah | no
https://www.gem.wiki/Jambi_Tebo_power_station | Jambi Tebo Unit 1 | G100000104953 | G104953 | Captive | Coal mining - Power generation | 200 | 0 | cancelled | cancelled | cancelled | cancelled | -1.39 | 102.42 | Korea Electric Power Corp [100.0%] | Jambi | Jambi | no
https://www.gem.wiki/Jambi_Tebo_power_station | Jambi Tebo Unit 2 | G100000104954 | G104954 | Captive | Coal mining - Power generation | 200 | 0 | cancelled | cancelled | cancelled | cancelled | -1.39 | 102.42 | Korea Electric Power Corp [100.0%] | Jambi | Jambi | no
https://www.gem.wiki/Kalimantan_Cement_Works_power_station | Kalimantan Cement Works Unit 1 | G100000105475 | G105475 | Captive | Cement | 55 | 1998 | retired | operating | operating | operating | -3.2729 | 116.1059 | HeidelbergCement AG [100.0%] | South Kalimantan | Kalimantan Tengah | no
https://www.gem.wiki/Ketapang_Smelter_power_station | Ketapang Smelter Phase I, Unit 3 | G100000105679 | G105679 | Captive | Aluminum | 30 | 2016 | operating | operating | operating | operating | -2.3662 | 110.1573 | China Hongqiao Group; Harita Group | West Kalimantan | Kalimantan Barat | no
https://www.gem.wiki/Ketapang_Smelter_power_station | Ketapang Smelter Phase II, Unit 3 | G100000105680 | G105680 | Captive | Aluminum | 30 | 2021 | operating | operating | operating | operating | -2.3662 | 110.1573 | China Hongqiao Group; Harita Group | West Kalimantan | Kalimantan Barat | no
https://www.gem.wiki/Kuala_Tanjung_Inalum_captive_power_station | Kuala Tanjung Inalum captive / Sumut-2 Unit 1 | G100000105993 | G105993 | Captive | Aluminum | 300 | 2023 | cancelled | cancelled | cancelled | cancelled | 3.3506 | 99.4513 | PT Bukit Asam [100.0%] | North Sumatra | Sumatra Utara | no
https://www.gem.wiki/Kuala_Tanjung_Inalum_captive_power_station | Kuala Tanjung Inalum captive / Sumut-2 Unit 2 | G100000105994 | G105994 | Captive | Aluminum | 300 | 2024 | cancelled | cancelled | cancelled | cancelled | 3.3506 | 99.4513 | PT Bukit Asam [100.0%] | North Sumatra | Sumatra Utara | no
https://www.gem.wiki/Kuala_Tanjung_Inalum_captive_power_station | Kuala Tanjung Inalum captive Unit 3 | G100000105995 | G105995 | Captive | Aluminum | 350 | 0 | cancelled | cancelled | cancelled | cancelled | 3.3506 | 99.4513 | PT Bukit Asam; PT Indonesia Asahan Aluminium | North Sumatra | Sumatra Utara | no
https://www.gem.wiki/Merak_power_station | Merak Unit 1 | G100000106864 | G106864 | Captive | Oil and gas | 60 | 2014 | operating | operating | operating | operating | -5.884 | 106.0642 | Merak Energi | Banten | Banten | no
https://www.gem.wiki/Merak_power_station | Merak Unit 2 | G100000106865 | G106865 | Captive | Oil and gas | 60 | 2014 | operating | operating | operating | operating | -5.884 | 106.0642 | Merak Energi | Banten | Banten | no
https://www.gem.wiki/Mesuji_power_station | Mesuji Unit 1 | G100000106887 | G106887 | Captive | Coal mining - Power generation | 350 | 0 | cancelled | cancelled | cancelled | cancelled | -4.0128 | 105.463 | China Shenhua Energy [100.0%] | Lampung | Lampung | no
https://www.gem.wiki/Mesuji_power_station | Mesuji Unit 2 | G100000106888 | G106888 | Captive | Coal mining - Power generation | 350 | 0 | cancelled | cancelled | cancelled | cancelled | -4.0128 | 105.463 | China Shenhua Energy [100.0%] | Lampung | Lampung | no
https://www.gem.wiki/NALCO_East_Kutai_power_station | NALCO East Kutai Unit 1 | G100000107201 | G107201 | Captive | Aluminum | 250 | 0 | cancelled | cancelled | cancelled | cancelled | 1.254 | 116.682 | MEC Coal; Nalco Holding Co | East Kalimantan | Kalimantan Timur | no
https://www.gem.wiki/NALCO_East_Kutai_power_station | NALCO East Kutai Unit 2 | G100000107202 | G107202 | Captive | Aluminum | 250 | 0 | cancelled | cancelled | cancelled | cancelled | 1.254 | 116.682 | MEC Coal; Nalco Holding Co | East Kalimantan | Kalimantan Timur | no
https://www.gem.wiki/NALCO_East_Kutai_power_station | NALCO East Kutai Unit 3 | G100000107203 | G107203 | Captive | Aluminum | 250 | 0 | cancelled | cancelled | cancelled | cancelled | 1.254 | 116.682 | MEC Coal; Nalco Holding Co | East Kalimantan | Kalimantan Timur | no
https://www.gem.wiki/NALCO_East_Kutai_power_station | NALCO East Kutai Unit 4 | G100000107204 | G107204 | Captive | Aluminum | 250 | 0 | cancelled | cancelled | cancelled | cancelled | 1.254 | 116.682 | MEC Coal; Nalco Holding Co | East Kalimantan | Kalimantan Timur | no
https://www.gem.wiki/NALCO_East_Kutai_power_station | NALCO East Kutai Unit 5 | G100000107205 | G107205 | Captive | Aluminum | 250 | 0 | cancelled | cancelled | cancelled | cancelled | 1.254 | 116.682 | MEC Coal; Nalco Holding Co | East Kalimantan | Kalimantan Timur | no
https://www.gem.wiki/Perawang_Mill_power_station | Perawang Mill Unit 10 | G100000107926 | G107926 | Captive | Pulp and paper | 150 | 2014 | operating | operating | operating | operating | 0.68932 | 101.6191 | Sinar Mas Group | Riau | Riau | no
https://www.gem.wiki/Perawang_Mill_power_station | Perawang Mill Unit 11 | G100000107927 | G107927 | Captive | Pulp and paper | 150 | 2014 | operating | operating | operating | operating | 0.68932 | 101.6191 | Sinar Mas Group | Riau | Riau | no
https://www.gem.wiki/Perawang_Mill_power_station | Perawang Mill Unit 04 | G100000107928 | G107928 | Captive | Pulp and paper | 35 | 2008 | operating | operating | operating | operating | 0.68932 | 101.6191 | Sinar Mas Group | Riau | Riau | no
https://www.gem.wiki/Perawang_Mill_power_station | Perawang Mill Unit 06 | G100000107929 | G107929 | Captive | Pulp and paper | 90 | 2000 | operating | operating | operating | operating | 0.68932 | 101.6191 | Sinar Mas Group | Riau | Riau | no
https://www.gem.wiki/Perawang_Mill_power_station | Perawang Mill Unit 07 | G100000107930 | G107930 | Captive | Pulp and paper | 90 | 2000 | operating | operating | operating | operating | 0.68932 | 101.6191 | Sinar Mas Group | Riau | Riau | no
https://www.gem.wiki/Perawang_Mill_power_station | Perawang Mill Unit 08 | G100000107931 | G107931 | Captive | Pulp and paper | 90 | 2000 | operating | operating | operating | operating | 0.68932 | 101.6191 | Sinar Mas Group | Riau | Riau | no
https://www.gem.wiki/Perawang_Mill_power_station | Perawang Mill Unit 09 | G100000107932 | G107932 | Captive | Pulp and paper | 150 | 2014 | operating | operating | operating | operating | 0.68932 | 101.6191 | Sinar Mas Group | Riau | Riau | no
https://www.gem.wiki/Pindo-Deli-Ii_power_station | Pindo-Deli-Ii Unit 1 | G100000107980 | G107980 | Captive | Coal mining - Power generation | 50 | 2007 | (to remove) | operating | operating | operating | -6.3855 | 107.3436 | PT Dian Swastatika Sentosa [100.0%] | West Java | Jawa Barat | no
https://www.gem.wiki/Pomalaa_Nickel_power_station | Pomalaa Nickel Unit S1 | G100000108075 | G108075 | Captive | Nickel | 30 | 2016 | operating | operating | operating | operating | -4.1799 | 121.5929 | PT Aneka Tambang [100.0%] | Southeast Sulawesi | Sulawesi Tenggara | no
https://www.gem.wiki/Pomalaa_Nickel_power_station | Pomalaa Nickel Unit S2 | G100000108076 | G108076 | Captive | Nickel | 30 | 2016 | operating | operating | operating | operating | -4.1799 | 121.5929 | PT Aneka Tambang [100.0%] | Southeast Sulawesi | Sulawesi Tenggara | no
https://www.gem.wiki/Sinar_Mas_Jambi_Lontar_power_station | Sinar Mas Jambi Lontar Unit 1 | G100000109399 | G109399 | Captive | Pulp and paper | 37 | 1994 | operating | operating | operating | operating | -1.0069 | 103.0821 | Sinar Mas Group | Jambi | Jambi | no
https://www.gem.wiki/Sinar_Mas_Jambi_Lontar_power_station | Sinar Mas Jambi Lontar Unit 2 | G100000109400 | G109400 | Captive | Pulp and paper | 37 | 1994 | operating | operating | operating | operating | -1.0069 | 103.0821 | Sinar Mas Group | Jambi | Jambi | no
https://www.gem.wiki/Sinar_Mas_Jambi_Lontar_power_station | Sinar Mas Jambi Lontar Unit 3 | G100000109401 | G109401 | Captive | Pulp and paper | 37 | 1994 | operating | operating | operating | operating | -1.0069 | 103.0821 | Sinar Mas Group | Jambi | Jambi | no
https://www.gem.wiki/Sinar_Mas_Jambi_Lontar_power_station | Sinar Mas Jambi Unit 1 | G100000109402 | G109402 | Captive | Coal mining - Power generation | 200 | 0 | cancelled | cancelled | cancelled | cancelled | -1.61 | 101.91 | PT Dian Swastatika Sentosa [100.0%] | Jambi | Jambi | no
https://www.gem.wiki/Sinar_Mas_Jambi_Lontar_power_station | Sinar Mas Jambi Unit 2 | G100000109403 | G109403 | Captive | Coal mining - Power generation | 200 | 0 | cancelled | cancelled | cancelled | cancelled | -1.61 | 101.91 | PT Dian Swastatika Sentosa [100.0%] | Jambi | Jambi | no
https://www.gem.wiki/Sinar_Mas_OKI_Paper_Mill_power_station | Sinar Mas OKI Paper Mill Unit 1 | G100000109404 | G109404 | Captive | Pulp and paper | 125 | 0 | cancelled | cancelled | cancelled | cancelled | -2.758 | 105.434 | Sinar Mas Group | South Sumatra | Sumatra Selatan | no
https://www.gem.wiki/Sinar_Mas_OKI_Paper_Mill_power_station | Sinar Mas OKI Paper Mill Unit 2 | G100000109405 | G109405 | Captive | Pulp and paper | 125 | 0 | cancelled | cancelled | cancelled | cancelled | -2.758 | 105.434 | Sinar Mas Group | South Sumatra | Sumatra Selatan | no
https://www.gem.wiki/Sinar_Mas_OKI_Paper_Mill_power_station | Sinar Mas OKI Paper Mill Unit 3 | G100000109406 | G109406 | Captive | Pulp and paper | 125 | 0 | cancelled | cancelled | cancelled | cancelled | -2.758 | 105.434 | Sinar Mas Group | South Sumatra | Sumatra Selatan | no
https://www.gem.wiki/Sinar_Mas_OKI_Paper_Mill_power_station | Sinar Mas OKI Paper Mill Unit 4 | G100000109407 | G109407 | Captive | Pulp and paper | 125 | 0 | cancelled | cancelled | cancelled | cancelled | -2.758 | 105.434 | Sinar Mas Group | South Sumatra | Sumatra Selatan | no
https://www.gem.wiki/Sulawesi_Mining_power_station | Sulawesi Mining Phase I Unit 1 | G100000109663 | G109663 | Captive | Nickel | 65 | 2015 | operating | operating | operating | operating | -2.8256 | 122.1554 | Dingxin Group [55.0%]; PT Bintang Delapan Group [45.0%] | Central Sulawesi | Sulawesi Tengah | no
https://www.gem.wiki/Sulawesi_Mining_power_station | Sulawesi Mining Phase I Unit 2 | G100000109664 | G109664 | Captive | Nickel | 65 | 2015 | operating | operating | operating | operating | -2.8256 | 122.1554 | Dingxin Group [55.0%]; PT Bintang Delapan Group [45.0%] | Central Sulawesi | Sulawesi Tengah | no
https://www.gem.wiki/Sulawesi_Mining_power_station | Sulawesi Mining Phase II Unit 1 | G100000109665 | G109665 | Captive | Nickel | 150 | 2016 | operating | operating | operating | operating | -2.8274 | 122.1553 | Guangdong Guangxin Holdings Group | Central Sulawesi | Sulawesi Tengah | no
https://www.gem.wiki/Sulawesi_Mining_power_station | Sulawesi Mining Phase II Unit 2 | G100000109666 | G109666 | Captive | Nickel | 150 | 2020 | operating | operating | operating | operating | -2.8274 | 122.1553 | Guangdong Guangxin Holdings Group | Central Sulawesi | Sulawesi Tengah | no
https://www.gem.wiki/Sulawesi_Mining_power_station | Sulawesi Mining Phase III Unit 1 | G100000109667 | G109667 | Captive | Nickel | 350 | 2017 | operating | operating | operating | operating | -2.8295 | 122.1551 | Eternal Tsingshan Group | Central Sulawesi | Sulawesi Tengah | no
https://www.gem.wiki/Tabalong_Wisesa_power_station | Tabalong Wisesa Unit 1 | G100000109792 | G109792 | Captive | Coal mining - Power generation | 30 | 2013 | operating | operating | operating | operating | -2.1586 | 115.4459 | PT Adaro Power | South Kalimantan | Kalimantan Tengah | no
https://www.gem.wiki/Tabalong_Wisesa_power_station | Tabalong Wisesa Unit 2 | G100000109793 | G109793 | Captive | Coal mining - Power generation | 30 | 2013 | operating | operating | operating | operating | -2.1586 | 115.4459 | PT Adaro Power | South Kalimantan | Kalimantan Tengah | no
https://www.gem.wiki/Timah_South_Sumatra_power_station | Timah South Sumatra Unit 1 | G100000110175 | G110175 | Captive | Tin | 150 | 0 | cancelled | cancelled | cancelled | cancelled | -3.5395 | 103.7548 | PT Timah [100.0%] | South Sumatra | Sumatra Selatan | no
https://www.gem.wiki/Timah_South_Sumatra_power_station | Timah South Sumatra Unit 2 | G100000110176 | G110176 | Captive | Tin | 150 | 0 | cancelled | cancelled | cancelled | cancelled | -3.5395 | 103.7548 | PT Timah [100.0%] | South Sumatra | Sumatra Selatan | no
https://www.gem.wiki/Tonasa_Cement_Plant_power_station | Tonasa Cement Plant Phase V, Unit 1 | G100000110240 | G110240 | Captive | Cement | 35 | 2013 | operating | operating | operating | operating | -4.8167 | 119.5017 | PT Semen Indonesia | South Sulawesi | Sulawesi Selatan | no
https://www.gem.wiki/Tonasa_Cement_Plant_power_station | Tonasa Cement Plant Phase V, Unit 2 | G100000110241 | G110241 | Captive | Cement | 35 | 2013 | operating | operating | operating | operating | -4.8167 | 119.5017 | PT Semen Indonesia | South Sulawesi | Sulawesi Selatan | no
https://www.gem.wiki/Asahimas_Chemical_power_station | Asahimas Chemical Unit 2 | G100000112731 | G112731 | Captive | Chemicals | 150 | 2019 | operating | operating | operating | operating | -6.0248 | 105.9426 | AGC Inc [52.5%]; Ableman Finance [18.0%]; Rodamas [18.0%]; Mitsubishi Corporation Energy Solutions [11.5%] | Banten | Banten | no
https://www.gem.wiki/Sulawesi_Mining_power_station | Sulawesi Mining Phase III Unit 2 | G100000113217 | G113217 | Captive | Nickel | 350 | 2017 | operating | operating | operating | operating | -2.8295 | 122.1551 | Eternal Tsingshan Group | Central Sulawesi | Sulawesi Tengah | no
https://www.gem.wiki/Medan_Steel_Mill_Power_Station | Medan Steel Mill Power Plant Unit 1 | G100000113840 | G113840 | Captive | Iron | 30 | 2017 | operating | operating | operating | operating | 3.6676 | 98.6654 | Nanjing Iron and Steel Co Ltd; PT Gunung Gahapi | North Sumatra | Sumatra Utara | no
https://www.gem.wiki/Medan_Steel_Mill_Power_Station | Medan Steel Mill Power Plant Unit 2 | G100000113841 | G113841 | Captive | Iron | 30 | 2017 | operating | operating | operating | operating | 3.6676 | 98.6654 | Nanjing Iron and Steel Co Ltd; PT Gunung Gahapi | North Sumatra | Sumatra Utara | no
https://www.gem.wiki/Cilegon_PTIP_Power_Station | Cilegon PTIP | G100000113842 | G113842 | Captive | Chemicals | 40 | 2017 | operating | operating | operating | operating | -6.0239 | 105.9501 | Indorama Ventures | Banten | Banten | no
https://www.gem.wiki/Purwakarta_Indorama_power_station | Purwakarta Indorama Unit 1 | G100000113843 | G113843 | Captive | Textile | 30 | 2006 | operating | operating | operating | operating | -6.5539 | 107.4137 | PT PLN (Persero) | West Java | Jawa Barat | no
https://www.gem.wiki/Purwakarta_Indorama_power_station | Purwakarta Indorama Unit 2 | G100000113844 | G113844 | Captive | Textile | 30 | 2006 | operating | operating | operating | operating | -6.5539 | 107.4137 | PT PLN (Persero) | West Java | Jawa Barat | no
https://www.gem.wiki/East_Halmahera_power_station | East Halmahera Unit 1 | G100000113973 | G113973 | Captive | Nickel | 45 | 2023 | cancelled | cancelled | cancelled | cancelled | 0.83251 | 128.2853 | PT Tambang Batubara Bukit Asam [100.0%] | North Maluku | Maluku Utara | no
https://www.gem.wiki/East_Halmahera_power_station | East Halmahera Unit 2 | G100000113974 | G113974 | Captive | Nickel | 45 | 2023 | cancelled | cancelled | cancelled | cancelled | 0.83251 | 128.2853 | PT Tambang Batubara Bukit Asam [100.0%] | North Maluku | Maluku Utara | no
https://www.gem.wiki/Kulon_Progo_power_station | Kulon Progo | G100000114178 | G114178 | Captive | Iron | 100 | 0 | cancelled | cancelled | cancelled | cancelled | -7.8139 | 110.175 | Indomie | Central Java | Jawa Tengah | no
https://www.gem.wiki/Pati_INTP_power_station | Pati INTP | G100000114182 | G114182 | Captive | Cement | 60 | 0 | cancelled | cancelled | cancelled | cancelled | -6.7088 | 111.0201 | HeidelbergCement AG [100.0%] | Central Java | Jawa Tengah | no
https://www.gem.wiki/Cemindo_Gemilang_power_station | Cemindo Gemilang | G100000114188 | G114188 | Captive | Cement | 60 | 2016 | operating | operating | operating | operating | -6.9508 | 106.2502 | PT Cemindo Gemilang [100.0%] | Banten | Banten | no
https://www.gem.wiki/East_Halmahera_power_station | East Halmahera Unit 3 | G100000114210 | G114210 | Captive | Nickel | 60 | 0 | cancelled | cancelled | cancelled | cancelled | 0.83251 | 128.2853 | PT Tambang Batubara Bukit Asam [100.0%] | North Maluku | Maluku Utara | no
https://www.gem.wiki/Indo_Bharat_Rayon_power_station | Indo Bharat Rayon | G100000114215 | G114215 | Captive | Textile | 36.6 | 2008 | operating | operating | operating | operating | -6.4858 | 107.3852 | Aditya Birla Group | West Java | Jawa Barat | no
https://www.gem.wiki/Weda_Bay_power_station | Weda Bay Unit 1 | G100000114314 | G114314 | Captive | Nickel | 250 | 2020 | operating | operating | operating | operating | 0.47889 | 127.9842 | Tsingshan Holding Group Co Ltd | North Maluku | Maluku Utara | no
https://www.gem.wiki/Weda_Bay_power_station | Weda Bay Unit 2 | G100000114315 | G114315 | Captive | Nickel | 250 | 2020 | operating | operating | operating | operating | 0.47889 | 127.9842 | Huakai Investment Co Ltd; other; Tongxiang Wushi Trading Co Ltd; Tsingshan Holding Group Co Ltd; Zhejiang Huajun Investment Co Ltd; Zhenshi Holding Group Co Ltd | North Maluku | Maluku Utara | no
https://www.gem.wiki/Weda_Bay_power_station | Weda Bay Unit 3 | G100000114316 | G114316 | Captive | Nickel | 250 | 2021 | operating | operating | operating | operating | 0.47889 | 127.9842 | Tsingshan Holding Group Co Ltd | North Maluku | Maluku Utara | no
https://www.gem.wiki/Weda_Bay_power_station | Weda Bay Unit 4 | G100000114317 | G114317 | Captive | Nickel | 250 | 2021 | operating | operating | operating | operating | 0.47889 | 127.9842 | Metallurgical Corporation of China Ltd; Tsingshan Holding Group Co Ltd | North Maluku | Maluku Utara | no
https://www.gem.wiki/Xinxing_Ductile_Iron_Pipes_power_station | Xinxing Ductile Iron Pipes Co Captive Unit 1 | G100000114318 | G114318 | Captive | Nickel | 38 | 2017 | operating | operating | operating | operating | -1.5305 | 127.419 | Xinxing Qiyun Investment Holdings Co Ltd [40.0%]; PT Trimegah Bangun Persada [30.0%]; Harita Group [20.0%]; PT Gane Permai Sentosa [10.0%] | Maluku | Maluku | no
https://www.gem.wiki/Xinxing_Ductile_Iron_Pipes_power_station | Xinxing Ductile Iron Pipes Co Captive Unit 2 | G100000114319 | G114319 | Captive | Nickel | 38 | 2017 | operating | operating | operating | operating | -1.5305 | 127.419 | Xinxing Qiyun Investment Holdings Co Ltd [40.0%]; PT Trimegah Bangun Persada [30.0%]; Harita Group [20.0%]; PT Gane Permai Sentosa [10.0%] | Maluku | Maluku | no
https://www.gem.wiki/Xinxing_Ductile_Iron_Pipes_power_station | Xinxing Ductile Iron Pipes Co Captive Unit 3 | G100000114320 | G114320 | Captive | Nickel | 38 | 2017 | operating | operating | operating | operating | -1.5305 | 127.419 | Xinxing Qiyun Investment Holdings Co Ltd [40.0%]; PT Trimegah Bangun Persada [30.0%]; Harita Group [20.0%]; PT Gane Permai Sentosa [10.0%] | Maluku | Maluku | no
https://www.gem.wiki/Xinxing_Ductile_Iron_Pipes_power_station | Xinxing Ductile Iron Pipes Co Captive Unit 4 | G100000114321 | G114321 | Captive | Nickel | 38 | 2017 | operating | cancelled | cancelled | cancelled | -1.5305 | 127.419 | Xinxing Qiyun Investment Holdings Co Ltd [40.0%]; PT Trimegah Bangun Persada [30.0%]; Harita Group [20.0%]; PT Gane Permai Sentosa [10.0%] | Maluku | Maluku | no
https://www.gem.wiki/Xinxing_Ductile_Iron_Pipes_power_station | Xinxing Ductile Iron Pipes Co Captive Unit 5 | G100000114322 | G114322 | Captive | Nickel | 65 | 0 | cancelled | cancelled | cancelled | cancelled | -1.5305 | 127.419 | Xinxing Qiyun Investment Holdings Co Ltd [40.0%]; PT Trimegah Bangun Persada [30.0%]; Harita Group [20.0%]; PT Gane Permai Sentosa [10.0%] | Maluku | Maluku | no
https://www.gem.wiki/Sulawesi_Mining_power_station | Sulawesi Mining Phase IV Unit 1 | G100000114323 | G114323 | Captive | Nickel | 350 | 2019 | operating | operating | operating | operating | -2.8274 | 122.1553 | Eternal Tsingshan Group | Central Sulawesi | Sulawesi Tengah | no
https://www.gem.wiki/Sulawesi_Mining_power_station | Sulawesi Mining Phase IV Unit 2 | G100000114324 | G114324 | Captive | Nickel | 350 | 2019 | operating | operating | operating | operating | -2.8274 | 122.1553 | Eternal Tsingshan Group | Central Sulawesi | Sulawesi Tengah | no
https://www.gem.wiki/Sinar_Mas_Jambi_Lontar_power_station | Sinar Mas Jambi Lontar Unit 4 | G100000114325 | G114325 | Captive | Pulp and paper | 100 | 2017 | operating | operating | operating | operating | -1.0069 | 103.0821 | Sinar Mas Group | Jambi | Jambi | no
https://www.gem.wiki/Jinchuan_Group_WP%26RKA_power_station | Jinchuan Group WP&RKA Unit 2 | G100000114326 | G114326 | Captive | Nickel | 50 | 2019 | operating | operating | operating | operating | -1.5661 | 127.4159 | China Development Bank Corp; Gansu Provincial State-owned Assets Investment Group Co Ltd; Jinchuan Group Co Ltd; other | Maluku | Maluku | no
https://www.gem.wiki/Jinchuan_Group_WP%26RKA_power_station | Jinchuan Group WP&RKA Unit 3 | G100000114327 | G114327 | Captive | Nickel | 50 | 2019 | operating | operating | operating | operating | -1.5661 | 127.4159 | China Development Bank Corp; Gansu Provincial State-owned Assets Investment Group Co Ltd; Jinchuan Group Co Ltd; other | Maluku | Maluku | no
https://www.gem.wiki/Jinchuan_Group_WP%26RKA_power_station | Jinchuan Group WP&RKA Unit 3 | G100000114328 | G114328 | Captive | Nickel | 50 | 2019 | operating | operating | operating | operating | -1.5661 | 127.4159 | China Development Bank Corp; Gansu Provincial State-owned Assets Investment Group Co Ltd; Jinchuan Group Co Ltd; other | Maluku | Maluku | no
https://www.gem.wiki/Qingdao_Zhongsheng_captive_power_station | Qingdao Zhongsheng captive Unit 1 | G100000114329 | G114329 | Captive | Nickel | 65 | 2022 | operating | operating | operating | operating | -3.0404 | 122.2616 | Qingdao Urban Construction Investment (Group) Co Ltd; Qingdao Xiyuan Holdings Co Ltd; Shandong Taishan Steel Group Co Ltd | Central Sulawesi | Sulawesi Tengah | no
https://www.gem.wiki/Qingdao_Zhongsheng_captive_power_station | Qingdao Zhongsheng captive Unit 2 | G100000114330 | G114330 | Captive | Nickel | 65 | 2022 | operating | operating | operating | operating | -3.0404 | 122.2616 | Qingdao Urban Construction Investment (Group) Co Ltd; Qingdao Xiyuan Holdings Co Ltd; Shandong Taishan Steel Group Co Ltd | Central Sulawesi | Sulawesi Tengah | no
https://www.gem.wiki/Delong_Nickel_Phase_II_power_station | Delong Nickel Phase II Unit 01 | G100000114331 | G114331 | Captive | Nickel | 135 | 2020 | operating | operating | operating | operating | -3.8279 | 122.4683 | Xiamen Xiangyu Group Co Ltd [51.0%]; Jiangsu Delong Nickel Industry Co Ltd [49.0%] | Southeast Sulawesi | Sulawesi Tenggara | no
https://www.gem.wiki/Delong_Nickel_Phase_II_power_station | Delong Nickel Phase II Unit 10 | G100000114332 | G114332 | Captive | Nickel | 380 | 2021 | operating | operating | operating | operating | -3.8275 | 122.4628 | Xiamen Xiangyu Group Co Ltd [51.0%]; Jiangsu Delong Nickel Industry Co Ltd [49.0%] | Southeast Sulawesi | Sulawesi Tenggara | no
https://www.gem.wiki/Delong_Nickel_Phase_II_power_station | Delong Nickel Phase II Unit 02 | G100000114333 | G114333 | Captive | Nickel | 135 | 2020 | operating | operating | operating | operating | -3.8279 | 122.4683 | Xiamen Xiangyu Group Co Ltd [51.0%]; Jiangsu Delong Nickel Industry Co Ltd [49.0%] | Southeast Sulawesi | Sulawesi Tenggara | no
https://www.gem.wiki/Delong_Nickel_Phase_II_power_station | Delong Nickel Phase II Unit 03 | G100000114334 | G114334 | Captive | Nickel | 135 | 2020 | operating | operating | operating | operating | -3.8279 | 122.4683 | Xiamen Xiangyu Group Co Ltd [51.0%]; Jiangsu Delong Nickel Industry Co Ltd [49.0%] | Southeast Sulawesi | Sulawesi Tenggara | no
https://www.gem.wiki/Delong_Nickel_Phase_II_power_station | Delong Nickel Phase II Unit 04 | G100000114335 | G114335 | Captive | Nickel | 135 | 2021 | operating | operating | operating | operating | -3.8279 | 122.4683 | Xiamen Xiangyu Group Co Ltd [51.0%]; Jiangsu Delong Nickel Industry Co Ltd [49.0%] | Southeast Sulawesi | Sulawesi Tenggara | no
https://www.gem.wiki/Delong_Nickel_Phase_II_power_station | Delong Nickel Phase II Unit 05 | G100000114336 | G114336 | Captive | Nickel | 135 | 2021 | operating | operating | operating | operating | -3.8283 | 122.4662 | Xiamen Xiangyu Group Co Ltd [51.0%]; Jiangsu Delong Nickel Industry Co Ltd [49.0%] | Southeast Sulawesi | Sulawesi Tenggara | no
https://www.gem.wiki/Delong_Nickel_Phase_II_power_station | Delong Nickel Phase II Unit 06 | G100000114337 | G114337 | Captive | Nickel | 135 | 2021 | operating | operating | operating | operating | -3.8283 | 122.4662 | Xiamen Xiangyu Group Co Ltd [51.0%]; Jiangsu Delong Nickel Industry Co Ltd [49.0%] | Southeast Sulawesi | Sulawesi Tenggara | no
https://www.gem.wiki/Delong_Nickel_Phase_II_power_station | Delong Nickel Phase II Unit 07 | G100000114338 | G114338 | Captive | Nickel | 135 | 2021 | operating | operating | operating | operating | -3.8283 | 122.4662 | Xiamen Xiangyu Group Co Ltd [51.0%]; Jiangsu Delong Nickel Industry Co Ltd [49.0%] | Southeast Sulawesi | Sulawesi Tenggara | no
https://www.gem.wiki/Delong_Nickel_Phase_II_power_station | Delong Nickel Phase II Unit 08 | G100000114339 | G114339 | Captive | Nickel | 135 | 2021 | operating | operating | operating | operating | -3.8283 | 122.4662 | Xiamen Xiangyu Group Co Ltd [51.0%]; Jiangsu Delong Nickel Industry Co Ltd [49.0%] | Southeast Sulawesi | Sulawesi Tenggara | no
https://www.gem.wiki/Delong_Nickel_Phase_II_power_station | Delong Nickel Phase II Unit 09 | G100000114340 | G114340 | Captive | Nickel | 380 | 2022 | operating | operating | operating | operating | -3.8275 | 122.4628 | Xiamen Xiangyu Group Co Ltd [51.0%]; Jiangsu Delong Nickel Industry Co Ltd [49.0%] | Southeast Sulawesi | Sulawesi Tenggara | no
https://www.gem.wiki/Delong_Nickel_Phase_I_power_station | Delong Nickel Phase I Unit 1 | G100000114341 | G114341 | Captive | Nickel | 30 | 2018 | operating | operating | operating | operating | -3.9075 | 122.4193 | Jiangsu Delong Nickel Industry Co Ltd | South Sulawesi | Sulawesi Selatan | no
https://www.gem.wiki/Delong_Nickel_Phase_I_power_station | Delong Nickel Phase I Unit 2 | G100000114342 | G114342 | Captive | Nickel | 30 | 2018 | operating | operating | operating | operating | -3.9075 | 122.4193 | Jiangsu Delong Nickel Industry Co Ltd | South Sulawesi | Sulawesi Selatan | no
https://www.gem.wiki/Delong_Nickel_Phase_I_power_station | Delong Nickel Phase I Unit 3 | G100000114343 | G114343 | Captive | Nickel | 50 | 2019 | operating | operating | operating | operating | -3.9075 | 122.4193 | Jiangsu Delong Nickel Industry Co Ltd | South Sulawesi | Sulawesi Selatan | no
https://www.gem.wiki/Delong_Nickel_Phase_I_power_station | Delong Nickel Phase I Unit 4 | G100000114344 | G114344 | Captive | Nickel | 50 | 2019 | operating | operating | operating | operating | -3.9075 | 122.4193 | Jiangsu Delong Nickel Industry Co Ltd | South Sulawesi | Sulawesi Selatan | no
https://www.gem.wiki/Delong_Nickel_Phase_I_power_station | Delong Nickel Phase I Unit 5 | G100000114345 | G114345 | Captive | Nickel | 60 | 2019 | operating | operating | operating | operating | -3.9075 | 122.4193 | Jiangsu Delong Nickel Industry Co Ltd | South Sulawesi | Sulawesi Selatan | no
https://www.gem.wiki/Delong_Nickel_Phase_I_power_station | Delong Nickel Phase I Unit 6 | G100000114346 | G114346 | Captive | Nickel | 60 | 2019 | operating | operating | operating | operating | -3.9075 | 122.4193 | Jiangsu Delong Nickel Industry Co Ltd | South Sulawesi | Sulawesi Selatan | no
https://www.gem.wiki/Delong_Nickel_Phase_I_power_station | Delong Nickel Phase I Unit 7 | G100000114347 | G114347 | Captive | Nickel | 125 | 2018 | operating | operating | operating | operating | -3.9075 | 122.4193 | Jiangsu Delong Nickel Industry Co Ltd | South Sulawesi | Sulawesi Selatan | no
https://www.gem.wiki/Delong_Nickel_Phase_I_power_station | Delong Nickel Phase I Unit 8 | G100000114348 | G114348 | Captive | Nickel | 125 | 2018 | operating | operating | operating | operating | -3.9075 | 122.4193 | Jiangsu Delong Nickel Industry Co Ltd | South Sulawesi | Sulawesi Selatan | no
https://www.gem.wiki/Nanshan_Industrial_Park_power_station | Nanshan Industrial Park Phase I, Unit 1 | G100000114352 | G114352 | Captive | Aluminum | 30 | 2021 | operating | operating | operating | operating | 0.91714 | 104.6555 | Global Aluminium International; Press Metal Aluminium Holdings Bhd; PT Mahkota Karya Utama | Riau Islands | Kepulauan Riau | no
https://www.gem.wiki/Nanshan_Industrial_Park_power_station | Nanshan Industrial Park Phase I, Unit 2 | G100000114488 | G114488 | Captive | Aluminum | 30 | 2021 | operating | operating | operating | operating | 0.91714 | 104.6555 | Global Aluminium International; Press Metal Aluminium Holdings Bhd; PT Mahkota Karya Utama | Riau Islands | Kepulauan Riau | no
https://www.gem.wiki/Nanshan_Industrial_Park_power_station | Nanshan Industrial Park Phase I, Unit 3 | G100000114489 | G114489 | Captive | Aluminum | 30 | 2022 | operating | operating | operating | operating | 0.91714 | 104.6555 | Global Aluminium International; Press Metal Aluminium Holdings Bhd; PT Mahkota Karya Utama | Riau Islands | Kepulauan Riau | no
https://www.gem.wiki/KIPI_power_station | KIPI Unit 1 | G100000114816 | G114816 | Captive | Industrial park | 200 | 2024 | cancelled | cancelled | shelved | shelved | 0.81595 | 117.9308 | Park Joung In [100.0%] | East Kalimantan | Kalimantan Timur | no
https://www.gem.wiki/KIPI_power_station | KIPI Unit 2 | G100000114817 | G114817 | Captive | Industrial park | 200 | 2024 | cancelled | cancelled | shelved | shelved | 0.81595 | 117.9308 | Park Joung In [100.0%] | East Kalimantan | Kalimantan Timur | no
https://www.gem.wiki/Weda_Bay_power_station | Weda Bay Unit 9 | G100000114896 | G114896 | Captive | Nickel | 380 | 2023 | operating | operating | operating | operating | 0.47889 | 127.9842 | Nickel Industries Ltd [80.0%] | North Maluku | Maluku Utara | no
https://www.gem.wiki/Ketapang_Smelter_power_station | Ketapang Smelter Phase II, Unit 1 | G100000114899 | G114899 | Captive | Aluminum | 80 | 2021 | operating | operating | operating | operating | -2.3662 | 110.1573 | China Hongqiao Group; Harita Group | West Kalimantan | Kalimantan Barat | no
https://www.gem.wiki/Ketapang_Smelter_power_station | Ketapang Smelter Phase II, Unit 2 | G100000114900 | G114900 | Captive | Aluminum | 80 | 2021 | operating | operating | operating | operating | -2.3662 | 110.1573 | China Hongqiao Group; Harita Group | West Kalimantan | Kalimantan Barat | no
https://www.gem.wiki/Nanshan_Industrial_Park_power_station | Nanshan Industrial Park Phase I, Unit 4 | G100000114901 | G114901 | Captive | Aluminum | 30 | 2022 | operating | operating | operating | operating | 0.91164 | 104.6505 | Global Aluminium International; Press Metal Aluminium Holdings Bhd; PT Mahkota Karya Utama | Riau Islands | Kepulauan Riau | no
https://www.gem.wiki/Nanshan_Industrial_Park_power_station | Nanshan Industrial Park Phase I, Unit 5 | G100000114902 | G114902 | Captive | Aluminum | 30 | 2023 | operating | operating | operating | operating | 0.91164 | 104.6505 | Global Aluminium International; Press Metal Aluminium Holdings Bhd; PT Mahkota Karya Utama | Riau Islands | Kepulauan Riau | no
https://www.gem.wiki/Nanshan_Industrial_Park_power_station | Nanshan Industrial Park Phase I, Unit 6 | G100000114903 | G114903 | Captive | Aluminum | 30 | 2023 | operating | operating | operating | operating | 0.91164 | 104.6505 | Global Aluminium International; Press Metal Aluminium Holdings Bhd; PT Mahkota Karya Utama | Riau Islands | Kepulauan Riau | no
https://www.gem.wiki/Nanshan_Industrial_Park_power_station | Nanshan Industrial Park Phase II Unit 1 | G100000114904 | G114904 | Captive | Aluminum | 150 | 2027 | construction | cancelled | cancelled | cancelled | 0.91164 | 104.6505 | Nanshan Aluminium International Holdings Ltd [72.7%]; Hong Kong Prime Aluminium Investment Ltd [25.0%]; small shareholder(s) [2.3%] | Riau Islands | Kepulauan Riau | yes
https://www.gem.wiki/Nanshan_Industrial_Park_power_station | Nanshan Industrial Park Phase II Unit 2 | G100000114905 | G114905 | Captive | Aluminum | 150 | 2027 | construction | cancelled | cancelled | cancelled | 0.91164 | 104.6505 | Nanshan Aluminium International Holdings Ltd [72.7%]; Hong Kong Prime Aluminium Investment Ltd [25.0%]; small shareholder(s) [2.3%] | Riau Islands | Kepulauan Riau | yes
https://www.gem.wiki/Nanshan_Industrial_Park_power_station | Nanshan Industrial Park Phase II, Unit 3 | G100000114906 | G114906 | Captive | Aluminum | 150 | 2027 | pre-permit | cancelled | cancelled | cancelled | 0.91164 | 104.6505 | Global Aluminium International; Press Metal Aluminium Holdings Bhd; PT Mahkota Karya Utama | Riau Islands | Kepulauan Riau | yes
https://www.gem.wiki/Nanshan_Industrial_Park_power_station | Nanshan Industrial Park Phase II, Unit 4 | G100000114907 | G114907 | Captive | Aluminum | 150 | 2027 | pre-permit | cancelled | cancelled | cancelled | 0.91164 | 104.6505 | Global Aluminium International; Press Metal Aluminium Holdings Bhd; PT Mahkota Karya Utama | Riau Islands | Kepulauan Riau | yes
https://www.gem.wiki/Nanshan_Industrial_Park_power_station | Nanshan Industrial Park Phase II, Unit 5 | G100000114908 | G114908 | Captive | Aluminum | 150 | 2027 | announced | cancelled | cancelled | cancelled | 0.91164 | 104.6505 | Global Aluminium International; Press Metal Aluminium Holdings Bhd; PT Mahkota Karya Utama | Riau Islands | Kepulauan Riau | yes
https://www.gem.wiki/Nanshan_Industrial_Park_power_station | Nanshan Industrial Park Phase II, Unit 6 | G100000114909 | G114909 | Captive | Aluminum | 150 | 2027 | announced | cancelled | cancelled | cancelled | 0.91164 | 104.6505 | Global Aluminium International; Press Metal Aluminium Holdings Bhd; PT Mahkota Karya Utama | Riau Islands | Kepulauan Riau | yes
https://www.gem.wiki/Nanshan_Industrial_Park_power_station | Nanshan Industrial Park Phase III, Unit 1 | G100000114910 | G114910 | Captive | Aluminum | 150 | 2021 | cancelled | cancelled | cancelled | cancelled | 0.91164 | 104.6505 | Global Aluminium International; Press Metal Aluminium Holdings Bhd; PT Mahkota Karya Utama | Riau Islands | Kepulauan Riau | no
https://www.gem.wiki/Nanshan_Industrial_Park_power_station | Nanshan Industrial Park Phase III, Unit 2 | G100000114911 | G114911 | Captive | Aluminum | 150 | 2021 | cancelled | cancelled | cancelled | cancelled | 0.91164 | 104.6505 | Global Aluminium International; Press Metal Aluminium Holdings Bhd; PT Mahkota Karya Utama | Riau Islands | Kepulauan Riau | no
https://www.gem.wiki/Nanshan_Industrial_Park_power_station | Nanshan Industrial Park Phase III, Unit 3 | G100000114912 | G114912 | Captive | Aluminum | 150 | 2021 | cancelled | cancelled | cancelled | cancelled | 0.91164 | 104.6505 | Global Aluminium International; Press Metal Aluminium Holdings Bhd; PT Mahkota Karya Utama | Riau Islands | Kepulauan Riau | no
https://www.gem.wiki/Nanshan_Industrial_Park_power_station | Nanshan Industrial Park Phase III, Unit 4 | G100000114913 | G114913 | Captive | Aluminum | 150 | 2021 | cancelled | cancelled | cancelled | cancelled | 0.91164 | 104.6505 | Global Aluminium International; Press Metal Aluminium Holdings Bhd; PT Mahkota Karya Utama | Riau Islands | Kepulauan Riau | no
https://www.gem.wiki/Nanshan_Industrial_Park_power_station | Nanshan Industrial Park Phase IV, Unit 1 | G100000114914 | G114914 | Captive | Aluminum | 150 | 2021 | cancelled | cancelled | cancelled | cancelled | 0.91164 | 104.6505 | Global Aluminium International; Press Metal Aluminium Holdings Bhd; PT Mahkota Karya Utama | Riau Islands | Kepulauan Riau | no
https://www.gem.wiki/Nanshan_Industrial_Park_power_station | Nanshan Industrial Park Phase IV, Unit 2 | G100000114915 | G114915 | Captive | Aluminum | 150 | 2021 | cancelled | cancelled | cancelled | cancelled | 0.91164 | 104.6505 | Global Aluminium International; Press Metal Aluminium Holdings Bhd; PT Mahkota Karya Utama | Riau Islands | Kepulauan Riau | no
https://www.gem.wiki/Nanshan_Industrial_Park_power_station | Nanshan Industrial Park Phase IV, Unit 3 | G100000114916 | G114916 | Captive | Aluminum | 150 | 2021 | cancelled | cancelled | cancelled | cancelled | 0.91164 | 104.6505 | Global Aluminium International; Press Metal Aluminium Holdings Bhd; PT Mahkota Karya Utama | Riau Islands | Kepulauan Riau | no
https://www.gem.wiki/Nanshan_Industrial_Park_power_station | Nanshan Industrial Park Phase IV, Unit 4 | G100000114917 | G114917 | Captive | Aluminum | 150 | 2021 | cancelled | cancelled | cancelled | cancelled | 0.91164 | 104.6505 | Global Aluminium International; Press Metal Aluminium Holdings Bhd; PT Mahkota Karya Utama | Riau Islands | Kepulauan Riau | no
https://www.gem.wiki/Nanshan_Industrial_Park_power_station | Nanshan Industrial Park Phase IV, Unit 5 | G100000114918 | G114918 | Captive | Aluminum | 150 | 2021 | cancelled | cancelled | cancelled | cancelled | 0.91164 | 104.6505 | Global Aluminium International; Press Metal Aluminium Holdings Bhd; PT Mahkota Karya Utama | Riau Islands | Kepulauan Riau | no
https://www.gem.wiki/Nanshan_Industrial_Park_power_station | Nanshan Industrial Park Phase IV, Unit 6 | G100000114919 | G114919 | Captive | Aluminum | 150 | 2021 | cancelled | cancelled | cancelled | cancelled | 0.91164 | 104.6505 | Global Aluminium International; Press Metal Aluminium Holdings Bhd; PT Mahkota Karya Utama | Riau Islands | Kepulauan Riau | no
https://www.gem.wiki/Nanshan_Industrial_Park_power_station | Nanshan Industrial Park Phase IV, Unit 7 | G100000114920 | G114920 | Captive | Aluminum | 150 | 2021 | cancelled | cancelled | cancelled | cancelled | 0.91164 | 104.6505 | Global Aluminium International; Press Metal Aluminium Holdings Bhd; PT Mahkota Karya Utama | Riau Islands | Kepulauan Riau | no
https://www.gem.wiki/Nanshan_Industrial_Park_power_station | Nanshan Industrial Park Phase IV, Unit 8 | G100000114921 | G114921 | Captive | Aluminum | 150 | 2021 | cancelled | cancelled | cancelled | cancelled | 0.91164 | 104.6505 | Global Aluminium International; Press Metal Aluminium Holdings Bhd; PT Mahkota Karya Utama | Riau Islands | Kepulauan Riau | no
https://www.gem.wiki/KIPI_Bika_Global_power_station | KIPI Bika Global | G100000114924 | G114924 | Captive | Industrial park | 200 | 0 | cancelled | cancelled | shelved | shelved | 0.81595 | 117.9308 | PT Binakarya Jaya Abadi | East Kalimantan | Kalimantan Timur | no
https://www.gem.wiki/Tjimi_Kimia_Paper_Mill_power_station | Tjiwa Kimia Paper Mill Unit 1 | G100000114980 | G114980 | Captive | Pulp and paper | 35 | 1992 | operating | operating | operating | operating | -7.4368 | 112.4688 | Asia Pulp & Paper | East Java | Jawa Timur | no
https://www.gem.wiki/Tjimi_Kimia_Paper_Mill_power_station | Tjiwa Kimia Paper Mill Unit 2 | G100000114981 | G114981 | Captive | Pulp and paper | 35 | 1993 | operating | operating | operating | operating | -7.4368 | 112.4688 | Asia Pulp & Paper | East Java | Jawa Timur | no
https://www.gem.wiki/Tjimi_Kimia_Paper_Mill_power_station | Tjiwa Kimia Paper Mill Unit 3 | G100000114982 | G114982 | Captive | Pulp and paper | 70 | 1996 | operating | operating | operating | operating | -7.4368 | 112.4688 | Asia Pulp & Paper | East Java | Jawa Timur | no
https://www.gem.wiki/Tjimi_Kimia_Paper_Mill_power_station | Tjiwa Kimia Paper Mill Unit 4 | G100000114983 | G114983 | Captive | Pulp and paper | 90 | 2015 | operating | operating | operating | operating | -7.4368 | 112.4688 | Asia Pulp & Paper | East Java | Jawa Timur | no
https://www.gem.wiki/PT_Halmahera_Persada_Lygend_Nickel_Smelter_power_station | PT Halmahera Persada Lygend Nickel Smelter Phase II, Unit 1 | G100000115067 | G115067 | Captive | Nickel | 150 | 2023 | operating | construction | construction | construction | -1.5614 | 127.421 | Harita Group [63.1%]; Ningbo Lygend [36.9%] | Maluku | Maluku | no
https://www.gem.wiki/PT_Halmahera_Persada_Lygend_Nickel_Smelter_power_station | PT Halmahera Persada Lygend Nickel Smelter Phase II, Unit 2 | G100000115068 | G115068 | Captive | Nickel | 150 | 2022 | operating | operating | operating | operating | -1.5614 | 127.421 | Harita Group [63.1%]; Ningbo Lygend [36.9%] | Maluku | Maluku | no
https://www.gem.wiki/PT_Halmahera_Persada_Lygend_Nickel_Smelter_power_station | PT Halmahera Persada Lygend Nickel Smelter Phase II, Unit 3 | G100000115069 | G115069 | Captive | Nickel | 150 | 2023 | operating | operating | operating | operating | -1.5614 | 127.421 | Harita Group [63.1%]; Ningbo Lygend [36.9%] | Maluku | Maluku | no
https://www.gem.wiki/PT_Halmahera_Persada_Lygend_Nickel_Smelter_power_station | PT Halmahera Persada Lygend Nickel Smelter Phase II, Unit 4 | G100000115070 | G115070 | Captive | Nickel | 150 | 2023 | operating | construction | construction | construction | -1.5614 | 127.421 | Harita Group [63.1%]; Ningbo Lygend [36.9%] | Maluku | Maluku | no
https://www.gem.wiki/DSS_Serang_power_station | DSS Serang Unit 1 | G100000115073 | G115073 | Captive | Coal mining - Power generation | 35 | 1998 | operating | operating | operating | operating | -6.1254 | 106.2892 | PT Dian Swastatika Sentosa [100.0%] | Banten | Banten | no
https://www.gem.wiki/DSS_Serang_power_station | DSS Serang Unit 2 | G100000115074 | G115074 | Captive | Coal mining - Power generation | 35 | 1998 | operating | operating | operating | operating | -6.1254 | 106.2892 | PT Dian Swastatika Sentosa [100.0%] | Banten | Banten | no
https://www.gem.wiki/DSS_Serang_power_station | DSS Serang Unit 3 | G100000115075 | G115075 | Captive | Coal mining - Power generation | 35 | 1998 | operating | operating | operating | operating | -6.1254 | 106.2892 | PT Dian Swastatika Sentosa [100.0%] | Banten | Banten | no
https://www.gem.wiki/DSS_Serang_power_station | DSS Serang Unit 4 | G100000115076 | G115076 | Captive | Coal mining - Power generation | 70 | 1998 | operating | operating | operating | operating | -6.1254 | 106.2892 | PT Dian Swastatika Sentosa [100.0%] | Banten | Banten | no
https://www.gem.wiki/Delong_Nickel_Phase_III_power_station | Delong Nickel Phase III Unit 01 | G100000115105 | G115105 | Captive | Nickel | 135 | 2021 | operating | operating | operating | operating | -2.0047 | 121.4381 | Jiangsu Delong Nickel Industry Co Ltd | Central Sulawesi | Sulawesi Tengah | no
https://www.gem.wiki/Delong_Nickel_Phase_III_power_station | Delong Nickel Phase III Unit 02 | G100000115106 | G115106 | Captive | Nickel | 135 | 2022 | operating | operating | operating | operating | -2.0047 | 121.4381 | Jiangsu Delong Nickel Industry Co Ltd | Central Sulawesi | Sulawesi Tengah | no
https://www.gem.wiki/Delong_Nickel_Phase_III_power_station | Delong Nickel Phase III Unit 03 | G100000115107 | G115107 | Captive | Nickel | 135 | 2022 | operating | operating | operating | operating | -2.0047 | 121.4381 | Jiangsu Delong Nickel Industry Co Ltd | Central Sulawesi | Sulawesi Tengah | no
https://www.gem.wiki/Delong_Nickel_Phase_III_power_station | Delong Nickel Phase III Unit 04 | G100000115108 | G115108 | Captive | Nickel | 135 | 2022 | operating | operating | operating | operating | -2.0047 | 121.4381 | Jiangsu Delong Nickel Industry Co Ltd | Central Sulawesi | Sulawesi Tengah | no
https://www.gem.wiki/Delong_Nickel_Phase_III_power_station | Delong Nickel Phase III Unit 05 | G100000115109 | G115109 | Captive | Nickel | 135 | 2022 | operating | operating | operating | operating | -2.0047 | 121.4381 | Jiangsu Delong Nickel Industry Co Ltd | Central Sulawesi | Sulawesi Tengah | no
https://www.gem.wiki/Delong_Nickel_Phase_III_power_station | Delong Nickel Phase III Unit 06 | G100000115110 | G115110 | Captive | Nickel | 135 | 2022 | operating | operating | operating | operating | -2.0047 | 121.4381 | Jiangsu Delong Nickel Industry Co Ltd | Central Sulawesi | Sulawesi Tengah | no
https://www.gem.wiki/Delong_Nickel_Phase_III_power_station | Delong Nickel Phase III Unit 07 | G100000115111 | G115111 | Captive | Nickel | 20 | 2023 | operating | operating | operating | operating | -2.0047 | 121.4381 | Jiangsu Delong Nickel Industry Co Ltd | Central Sulawesi | Sulawesi Tengah | no
https://www.gem.wiki/Qingdao_Zhongsheng_captive_power_station | Qingdao Zhongsheng captive Unit 3 | G100000115119 | G115119 | Captive | Nickel | 65 | 0 | cancelled | cancelled | cancelled | cancelled | -3.0404 | 122.2616 | Qingdao Urban Construction Investment (Group) Co Ltd; Qingdao Xiyuan Holdings Co Ltd; Shandong Taishan Steel Group Co Ltd | Central Sulawesi | Sulawesi Tengah | no
https://www.gem.wiki/Qingdao_Zhongsheng_captive_power_station | Qingdao Zhongsheng captive Unit 4 | G100000115120 | G115120 | Captive | Nickel | 65 | 0 | cancelled | cancelled | cancelled | cancelled | -3.0404 | 122.2616 | Qingdao Urban Construction Investment (Group) Co Ltd; Qingdao Xiyuan Holdings Co Ltd; Shandong Taishan Steel Group Co Ltd | Central Sulawesi | Sulawesi Tengah | no
https://www.gem.wiki/Qingdao_Zhongsheng_captive_power_station | Qingdao Zhongsheng captive Unit 5 | G100000115121 | G115121 | Captive | Nickel | 65 | 0 | cancelled | cancelled | cancelled | cancelled | -3.0404 | 122.2616 | Qingdao Urban Construction Investment (Group) Co Ltd; Qingdao Xiyuan Holdings Co Ltd; Shandong Taishan Steel Group Co Ltd | Central Sulawesi | Sulawesi Tengah | no
https://www.gem.wiki/Qingdao_Zhongsheng_captive_power_station | Qingdao Zhongsheng captive Unit 6 | G100000115122 | G115122 | Captive | Nickel | 65 | 0 | cancelled | cancelled | cancelled | cancelled | -3.0404 | 122.2616 | Qingdao Urban Construction Investment (Group) Co Ltd; Qingdao Xiyuan Holdings Co Ltd; Shandong Taishan Steel Group Co Ltd | Central Sulawesi | Sulawesi Tengah | no
https://www.gem.wiki/Sulawesi_Labota_power_station | Sulawesi Labota Unit 4 | G100000115123 | G115123 | Captive | Nickel | 380 | 2023 | operating | operating | operating | operating | -2.869 | 122.1719 | Indonesia Wanjia Ferro Nickel [100.0%] | Central Sulawesi | Sulawesi Tengah | no
https://www.gem.wiki/Sulawesi_Labota_power_station | Sulawesi Labota Unit 5 | G100000115124 | G115124 | Captive | Nickel | 380 | 2023 | operating | operating | operating | operating | -2.869 | 122.1719 | Indonesia Zhaohui Ferro Nickel [100.0%] | Central Sulawesi | Sulawesi Tengah | no
https://www.gem.wiki/Sulawesi_Labota_power_station | Sulawesi Labota Unit 6 | G100000115125 | G115125 | Captive | Nickel | 380 | 2023 | operating | operating | construction | construction | -2.869 | 122.1719 | Dingxin Group [55.0%]; PT Bintang Delapan Group [45.0%] | Central Sulawesi | Sulawesi Tengah | no
https://www.gem.wiki/PT_Halmahera_Persada_Lygend_Nickel_Smelter_power_station | PT Halmahera Persada Lygend Nickel Smelter Phase I, Unit 1 | G100000115126 | G115126 | Captive | Nickel | 30 | 2020 | operating | operating | operating | operating | -1.5361 | 127.416 | Harita Group [63.1%]; Ningbo Lygend [36.9%] | Maluku | Maluku | no
https://www.gem.wiki/PT_Halmahera_Persada_Lygend_Nickel_Smelter_power_station | PT Halmahera Persada Lygend Nickel Smelter Phase I, Unit 2 | G100000115127 | G115127 | Captive | Nickel | 30 | 2021 | operating | operating | operating | operating | -1.5361 | 127.416 | Harita Group [63.1%]; Ningbo Lygend [36.9%] | Maluku | Maluku | no
https://www.gem.wiki/Wanxiang_Nickel_Indonesia_power_station | Wanxiang Nickel Indonesia Unit 1 | G100000115128 | G115128 | Captive | Nickel | 65 | 2022 | operating | operating | operating | operating | -2.7309 | 122.0306 | PT Wanxiang Steel Indonesia [100.0%] | Central Sulawesi | Sulawesi Tengah | no
https://www.gem.wiki/Wanxiang_Nickel_Indonesia_power_station | Wanxiang Nickel Indonesia Unit 2 | G100000115129 | G115129 | Captive | Nickel | 65 | 2022 | operating | operating | operating | operating | -2.7309 | 122.0306 | PT Wanxiang Steel Indonesia [100.0%] | Central Sulawesi | Sulawesi Tengah | no
https://www.gem.wiki/Sulawesi_Labota_power_station | Sulawesi Labota Unit 1 | G100000115259 | G115259 | Captive | Nickel | 350 | 2021 | operating | construction | construction | construction | -2.8679 | 122.1771 | Walsin Lihwa | Central Sulawesi | Sulawesi Tengah | no
https://www.gem.wiki/Sulawesi_Labota_power_station | Sulawesi Labota Unit 2 | G100000115260 | G115260 | Captive | Nickel | 350 | 2022 | operating | construction | construction | construction | -2.8679 | 122.1771 | Eternal Tsingshan Group | Central Sulawesi | Sulawesi Tengah | no
https://www.gem.wiki/Sulawesi_Labota_power_station | Sulawesi Labota Unit 3 | G100000115261 | G115261 | Captive | Nickel | 380 | 2023 | operating | construction | construction | construction | -2.8679 | 122.1771 | Eternal Tsingshan Group; Huafeng Group | Central Sulawesi | Sulawesi Tengah | no
https://www.gem.wiki/Weda_Bay_power_station | Weda Bay Unit 5 | G100000115268 | G115268 | Captive | Nickel | 250 | 2022 | operating | operating | operating | operating | 0.47889 | 127.9842 | Tsingshan Holding Group Co Ltd; Zhejiang Huayou Cobalt Co | North Maluku | Maluku Utara | no
https://www.gem.wiki/Weda_Bay_power_station | Weda Bay Unit 6 | G100000115269 | G115269 | Captive | Nickel | 250 | 2022 | operating | operating | operating | operating | 0.47889 | 127.9842 | Zhejiang Huayou Cobalt Co [70.0%]; Tsingshan Holding Group Co Ltd [30.0%] | North Maluku | Maluku Utara | no
https://www.gem.wiki/Weda_Bay_power_station | Weda Bay Unit 7 | G100000115270 | G115270 | Captive | Nickel | 380 | 2022 | operating | operating | operating | operating | 0.47889 | 127.9842 | Tsingshan Holding Group Co Ltd; Walsin Lihwa | North Maluku | Maluku Utara | no
https://www.gem.wiki/Weda_Bay_power_station | Weda Bay Unit 8 | G100000115271 | G115271 | Captive | Nickel | 380 | 2022 | operating | operating | operating | operating | 0.47889 | 127.9842 | Nickel Industries Ltd [80.0%] | North Maluku | Maluku Utara | no
https://www.gem.wiki/Weda_Bay_power_station | Weda Bay Unit 10 | G100000115272 | G115272 | Captive | Nickel | 380 | 2023 | operating | operating | operating | operating | 0.47616 | 128.0081 | Tsingshan Holding Group Co Ltd | North Maluku | Maluku Utara | no
https://www.gem.wiki/Weda_Bay_power_station | Weda Bay Unit 11 | G100000115273 | G115273 | Captive | Nickel | 380 | 2023 | operating | operating | operating | operating | 0.47616 | 128.0081 | Tsingshan Holding Group Co Ltd | North Maluku | Maluku Utara | no
https://www.gem.wiki/Delong_Nickel_Phase_III_power_station | Delong Nickel Phase III Unit 08 | G100000115349 | G115349 | Captive | Nickel | 150 | 0 | shelved | construction | construction | construction | -2.0166 | 121.4307 | Jiangsu Delong Nickel Industry Co Ltd | Central Sulawesi | Sulawesi Tengah | no
https://www.gem.wiki/Delong_Nickel_Phase_III_power_station | Delong Nickel Phase III Unit 09 | G100000115350 | G115350 | Captive | Nickel | 300 | 0 | shelved | construction | construction | construction | -2.0143 | 121.4297 | Jiangsu Delong Nickel Industry Co Ltd | Central Sulawesi | Sulawesi Tengah | no
https://www.gem.wiki/Delong_Nickel_Phase_III_power_station | Delong Nickel Phase III Unit 10 | G100000115351 | G115351 | Captive | Nickel | 300 | 0 | shelved | construction | construction | construction | -2.0143 | 121.4297 | Jiangsu Delong Nickel Industry Co Ltd | Central Sulawesi | Sulawesi Tengah | no
https://www.gem.wiki/Delong_Nickel_Phase_III_power_station | Delong Nickel Phase III Unit 11 | G100000115352 | G115352 | Captive | Nickel | 300 | 0 | shelved | construction | construction | construction | -2.0143 | 121.4297 | Jiangsu Delong Nickel Industry Co Ltd | Central Sulawesi | Sulawesi Tengah | no
https://www.gem.wiki/Delong_Nickel_Phase_III_power_station | Delong Nickel Phase III Unit 12 | G100000115353 | G115353 | Captive | Nickel | 300 | 0 | shelved | construction | construction | construction | -2.0143 | 121.4297 | Jiangsu Delong Nickel Industry Co Ltd | Central Sulawesi | Sulawesi Tengah | no
https://www.gem.wiki/Delong_Nickel_Phase_II_power_station | Delong Nickel Phase II Unit 11 | G100000115354 | G115354 | Captive | Nickel | 380 | 0 | cancelled | cancelled | cancelled | cancelled | -3.8275 | 122.4628 | Xiamen Xiangyu Group Co Ltd [51.0%]; Jiangsu Delong Nickel Industry Co Ltd [49.0%] | Southeast Sulawesi | Sulawesi Tenggara | no
https://www.gem.wiki/PT_Halmahera_Persada_Lygend_Nickel_Smelter_power_station | PT Halmahera Persada Lygend Nickel Smelter Phase III, Unit 5 | G100000115355 | G115355 | Captive | Nickel | 380 | 2024 | operating | construction | pre-permit | pre-permit | -1.5614 | 127.421 | Harita Group [63.1%]; Ningbo Lygend [36.9%] | Maluku | Maluku | no
https://www.gem.wiki/PT_Halmahera_Persada_Lygend_Nickel_Smelter_power_station | PT Halmahera Persada Lygend Nickel Smelter Phase III, Unit 6 | G100000115356 | G115356 | Captive | Nickel | 380 | 2025 | operating | construction | pre-permit | pre-permit | -1.5614 | 127.421 | Harita Group [63.1%]; Ningbo Lygend [36.9%] | Maluku | Maluku | no
https://www.gem.wiki/PT_Halmahera_Persada_Lygend_Nickel_Smelter_power_station | PT Halmahera Persada Lygend Nickel Smelter Phase III Unit 3 | G100000115357 | G115357 | Captive | Nickel | 380 |  | construction | construction | pre-permit | pre-permit | -1.5614 | 127.421 | Ningbo Lygend [36.9%]; Harita Group | Maluku | Maluku | no
https://www.gem.wiki/PT_Halmahera_Persada_Lygend_Nickel_Smelter_power_station | PT Halmahera Persada Lygend Nickel Smelter Phase III Unit 4 | G100000115358 | G115358 | Captive | Nickel | 380 |  | construction | pre-permit | pre-permit | pre-permit | -1.5614 | 127.421 | Ningbo Lygend [36.9%]; Harita Group | Maluku | Maluku | no
https://www.gem.wiki/PT_Halmahera_Persada_Lygend_Nickel_Smelter_power_station | PT Halmahera Persada Lygend Nickel Smelter Phase I, Unit 3 | G100000115359 | G115359 | Captive | Nickel | 60 | 2023 | operating | construction | construction | construction | -1.5361 | 127.416 | Harita Group [63.1%]; Ningbo Lygend [36.9%] | Maluku | Maluku | no
https://www.gem.wiki/Sulawesi_Labota_power_station | Sulawesi Labota Unit 7 | G100000115360 | G115360 | Captive | Nickel | 380 | 2023 | operating | operating | operating | operating | -2.8688 | 122.1693 | Dingxin Group [55.0%]; PT Bintang Delapan Group [45.0%] | Central Sulawesi | Sulawesi Tengah | no
https://www.gem.wiki/Sulawesi_Labota_power_station | Sulawesi Labota Unit 8 | G100000115361 | G115361 | Captive | Nickel | 380 | 2024 | operating | operating | construction | construction | -2.8688 | 122.1693 | Dingxin Group [55.0%]; PT Bintang Delapan Group [45.0%] | Central Sulawesi | Sulawesi Tengah | no
https://www.gem.wiki/Sulawesi_Labota_power_station | Sulawesi Labota Unit 9 | G100000115362 | G115362 | Captive | Nickel | 380 | 2024 | operating | construction | construction | construction | -2.8688 | 122.1693 | Dingxin Group [55.0%]; PT Bintang Delapan Group [45.0%] | Central Sulawesi | Sulawesi Tengah | no
https://www.gem.wiki/Sulawesi_Mining_power_station | Sulawesi Mining Unit 9 | G100000115363 | G115363 | Captive | Nickel | 250 | 2020 | operating | operating | operating | operating | -2.8274 | 122.1553 | Eternal Tsingshan Group | Central Sulawesi | Sulawesi Tengah | no
https://www.gem.wiki/Weda_Bay_power_station | Weda Bay Unit 12 | G100000115364 | G115364 | Captive | Nickel | 380 | 2024 | operating | construction | construction | construction | 0.47616 | 128.0081 | Tsingshan Holding Group Co Ltd | North Maluku | Maluku Utara | no
https://www.gem.wiki/FAJAR_power_station | FAJAR Unit 1 | G100000115737 | G115737 | Captive | Pulp and paper | 55 | 2017 | operating | operating | operating | operating | -6.2726 | 107.124 | PT Fajar Surya Wisesa [100.0%] | West Java | Jawa Barat | no
https://www.gem.wiki/AlamTri_Aluminum_Smelter_power_station | AlamTri Aluminum Smelter Phase I Unit 1 | G100000115748 | G115748 | Captive | Aluminum | 150 | 2026 | construction | pre-permit | pre-permit | pre-permit | 2.4947 | 117.9002 | PT Alamtri Resources Indonesia Tbk [84.0%]; PT Cita Mineral Investindo Tbk [16.0%] | North Kalimantan | Kalimantan Utara | no
https://www.gem.wiki/AlamTri_Aluminum_Smelter_power_station | AlamTri Aluminum Smelter Phase II Unit 1 | G100000115905 | G115905 | Captive | Aluminum | 150 | 2026 | construction | announced | announced | announced | 2.4947 | 117.9002 | PT Alamtri Resources Indonesia Tbk [84.0%]; PT Cita Mineral Investindo Tbk [16.0%] | North Kalimantan | Kalimantan Utara | no
https://www.gem.wiki/Amman_Mineral_power_station | Amman Mineral Unit 5 | G100001053499 | G1053499 | Captive | Gold - Copper | 150 | 2024 | cancelled | cancelled | cancelled | cancelled | -8.9012 | 116.7393 | Amman Mineral Nusa Tenggara [100.0%] | West Nusa Tenggara | Nusa Tenggara Barat | no
https://www.gem.wiki/Amman_Mineral_power_station | Amman Mineral Unit 6 | G100001053501 | G1053501 | Captive | Gold - Copper | 150 | 2024 | cancelled | cancelled | cancelled | cancelled | -8.9012 | 116.7393 | Amman Mineral Nusa Tenggara [100.0%] | West Nusa Tenggara | Nusa Tenggara Barat | no

## <30 MW_captive
Plant name | Unit name | Capacity (MW) | Status | Fuel | Owner | Start year | Captive | Subnational unit (province, state) | Coordinates | Location accuracy | Source link(s)
Lati power station | Unit 1 | 7 | Operating | Coal | PT Indo Pusaka Berau | 2004 | Mining | East Kalimantan | 2.2146149973028324, 117.6189402665326 | Exact | https://ipb.co.id/sekilas-indo-pusaka-berau/
Lati power station | Unit 2 | 7 | Operating | Coal | PT Indo Pusaka Berau | 2004 | Mining | East Kalimantan | 2.2146149973028324, 117.6189402665326 | Exact | https://ipb.co.id/sekilas-indo-pusaka-berau/
Lati power station | Unit 3 | 7 | Operating | Coal | PT Indo Pusaka Berau | 2004 | Mining | East Kalimantan | 2.2146149973028324, 117.6189402665326 | Exact | https://ipb.co.id/sekilas-indo-pusaka-berau/
PT BAI power station | Unit 1 | 25 |  | Coal | PT Borneo Alumina Indonesia |  | Aluminum | West Kalimantan | 0.5153512864353804, 108.95264585235861 | Exact | https://indonesiabusinesspost.com/104/Politics/inalum-operating-to-go-public-in-2023
PT BAI power station | Unit 2 | 25 |  | Coal | PT Borneo Alumina Indonesia |  | Aluminum | West Kalimantan | 0.5153512864353804, 108.95264585235861 | Exact | https://indonesiabusinesspost.com/104/Politics/inalum-operating-to-go-public-in-2023
PT BAI power station | Unit 3 | 25 |  | Coal | PT Borneo Alumina Indonesia |  | Aluminum | West Kalimantan | 0.5153512864353804, 108.95264585235861 | Exact | https://indonesiabusinesspost.com/104/Politics/inalum-operating-to-go-public-in-2023
PT Berkah Manis Makmur power station | Unit 1 | 6 | Operating | Coal | PT Berkah Manis Makmur |  | Sugar | Banten | -6.209590332005053, 106.3723391354899 | Exact | https://maps.app.goo.gl/dMXiqBD5jMwnxuCu7
PT Berkah Manis Makmur power station | Unit 2 | 6 | Operating | Coal | PT Berkah Manis Makmur |  | Sugar | Banten | -6.209590332005053, 106.3723391354899 | Exact | https://maps.app.goo.gl/dMXiqBD5jMwnxuCu7
PT CKP power station | Unit 1 | 18 | Operating | Coal | PT Citra Kusuma Perdana | 2017 | Mining | West Java | -6.486950239812899, 107.38873800556564 | Exact | https://economictimes.indiatimes.com/industry/energy/power/bhel-commissions-coal-fired-power-plant-in-indonesia/articleshow/62038372.cms?from=mdr
PT CKP power station | Unit 2 | 18 | Operating | Coal | PT Citra Kusuma Perdana | 2017 | Mining | West Java | -6.486950239812899, 107.38873800556564 | Exact | https://economictimes.indiatimes.com/industry/energy/power/bhel-commissions-coal-fired-power-plant-in-indonesia/articleshow/62038372.cms?from=mdr
PT CKP power station | Unit 3 | 18 | Operating | Coal | PT Citra Kusuma Perdana | 2017 | Mining | West Java | -6.486950239812899, 107.38873800556564 | Exact | https://economictimes.indiatimes.com/industry/energy/power/bhel-commissions-coal-fired-power-plant-in-indonesia/articleshow/62038372.cms?from=mdr
PT CNSC power station | Unit 1 | 20 | Operating | Coal | PT Conch North Sulawesi Cement | 2018 | Cement | North Sulawesi | 0.8976684446698492, 124.08053192411424 | Exact | https://www.scribd.com/document/739409086/MCC-Company-Profile#content=query:20%20mw,pageNum:55,indexOnPage:0,bestMatch:false, https://maps.app.goo.gl/nQ6mAnaS2Po323h56
PT CNSC power station | Unit 2 | 20 | Operating | Coal | PT Conch North Sulawesi Cement | 2018 | Cement | North Sulawesi | 0.8976684446698492, 124.08053192411424 | Exact | https://www.scribd.com/document/739409086/MCC-Company-Profile#content=query:20%20mw,pageNum:55,indexOnPage:0,bestMatch:false, https://maps.app.goo.gl/nQ6mAnaS2Po323h56
PT CSKC power station | Unit 1 | 18 | Operating | Coal | PT Conch South Kalimantan Cement |  | Cement | South Kalimantan | -2.063045781373437, 115.56997664034856 | Exact | https://maps.app.goo.gl/GYBRt9AkFkKAEaPa7
PT CSKC power station | Unit 2 | 18 | Operating | Coal | PT Conch South Kalimantan Cement |  | Cement | South Kalimantan | -2.063045781373437, 115.56997664034856 | Exact | https://maps.app.goo.gl/GYBRt9AkFkKAEaPa7
PT CSKC power station | Unit 3 | 18 | Operating | Coal | PT Conch South Kalimantan Cement |  | Cement | South Kalimantan | -2.063045781373437, 115.56997664034856 | Exact | https://maps.app.goo.gl/GYBRt9AkFkKAEaPa7
PT EPN power station | Unit 1 | 15 | Operating | Coal | PT Energia Prima Nusantar | 2018 | Mining | Central Kalimantan | -0.9954357012215257, 114.39114537500676 | Exact | https://epnusantara.com/company-history/
PT EPN power station | Unit 2 | 15 | Operating | Coal | PT Energia Prima Nusantar | 2018 | Mining | Central Kalimantan | -0.9954357012215257, 114.39114537500676 | Exact | https://epnusantara.com/company-history/
PT IFI power station | Unit 1 | 7.5 | Operating | Coal | PT Indonesia Fibreboard Industry |  | Pulp & paper | South Sumatra | -2.0688236398133064, 103.73635866849679 | Exact | https://www.idx.co.id/media/7839/ifii_prospektus-ipo-2019.pdf
PT IFI power station | Unit 2 | 7.5 | Operating | Coal | PT Indonesia Fibreboard Industry |  | Pulp & paper | South Sumatra | -2.0688236398133064, 103.73635866849679 | Exact | https://www.idx.co.id/media/7839/ifii_prospektus-ipo-2019.pdf
PT IM power station | Unit 1 | 7 | Operating | Coal | PT Indominco Mandiri |  | Mining | East Kalimantan | 0.019679561884603212, 117.47574777189999 | Exact | https://www.jogmec.go.jp/content/300304623.pdf
PT IM power station | Unit 2 | 7 | Operating | Coal | PT Indominco Mandiri |  | Mining | East Kalimantan | 0.019679561884603212, 117.47574777189999 | Exact | https://www.jogmec.go.jp/content/300304623.pdf
PT Kalimantan Powerindo power station | Unit 1 | 7.5 | Operating | Coal | PT Kalimantan Powerindo |  | Industrial area | East Kalimantan | -0.31945212078978413, 116.83824946721947 | Exact | https://prudensi.com/teror-limbah-pt-kalimantan-powerindo/
PT Kalimantan Powerindo power station | Unit 2 | 7.5 | Operating | Coal | PT Kalimantan Powerindo |  | Industrial area | East Kalimantan | -0.31945212078978413, 116.83824946721947 | Exact | https://prudensi.com/teror-limbah-pt-kalimantan-powerindo/
PT Kariangau Power power station | Unit 1 | 15 | Operating | Coal | PT Kariangau Power |  | Industrial area | East Kalimantan | -1.1988773899788665, 116.80160393318629 | Exact | https://info.kariangauterminal.co.id/en/kawasan-pendukung/
PT Kariangau Power power station | Unit 2 | 15 | Operating | Coal | PT Kariangau Power |  | Industrial area | East Kalimantan | -1.1988773899788665, 116.80160393318629 | Exact | https://info.kariangauterminal.co.id/en/kawasan-pendukung/
PT KPC power station | Unit 1 | 5 | Operating | Coal | PT Kaltim Prima Coal |  | Mining | East Kalimantan | 0.5492382568811944, 117.51048519074317 | Approximate | https://kaltimprimacoal.co.id/id/operasi/
PT KPC power station | Unit 2 | 5 | Operating | Coal | PT Kaltim Prima Coal |  | Mining | East Kalimantan | 0.5492382568811944, 117.51048519074317 | Approximate | https://kaltimprimacoal.co.id/id/operasi/
PT KRN power station | Unit 1 | 25 | Operating | Coal | PT Kutai Refinery Nusantara |  | Agriculture | East Kalimantan | -1.174668512105652, 116.79409967135324 | Exact | https://sda.pu.go.id/assets/uploads/files/2023_RPSDA%20WS%20Mahakam.pdf
PT KRN power station | Unit 2 | 25 | Operating | Coal | PT Kutai Refinery Nusantara |  | Agriculture | East Kalimantan | -1.174668512105652, 116.79409967135324 | Exact | https://sda.pu.go.id/assets/uploads/files/2023_RPSDA%20WS%20Mahakam.pdf
PT LPI power station | Unit 1 | 6 |  |  | PT Laju Perdana Indah |  | Sugar | South Sumatra | -3.857870914950383, 104.74865141111111 | Exact | https://maps.app.goo.gl/qKQ2mcmjAqCsABsR7
PT LPI power station | Unit 2 | 6 |  |  | PT Laju Perdana Indah |  | Sugar | South Sumatra | -3.857870914950383, 104.74865141111111 | Exact | https://maps.app.goo.gl/qKQ2mcmjAqCsABsR7
PT Makassar Tene power station | Unit 1 | 6 | Operating | Coal | PT Makassar Tene |  | Sugar | South Sulawesi | -5.09792814562423, 119.4743892932916 | Exact | https://www.scribd.com/document/414980296/PT-Makassar-Tene, https://maps.app.goo.gl/75Fp6a3VGeGMHdL19
PT Makassar Tene power station | Unit 2 | 6 | Operating | Coal | PT Makassar Tene |  | Sugar | South Sulawesi | -5.09792814562423, 119.4743892932916 | Exact | https://www.scribd.com/document/414980296/PT-Makassar-Tene, https://maps.app.goo.gl/75Fp6a3VGeGMHdL19
PT MSE power station | Unit 1 | 7.5 | Operating | Coal | PT Mega Surya Eratama |  | Pulp & paper | East Java | -7.530255608672717, 112.61923104151148 | Exact | https://www.msepaper.com/post/item/35/About-Us
PT MSE power station | Unit 2 | 7.5 | Operating | Coal | PT Mega Surya Eratama |  | Pulp & paper | East Java | -7.530255608672717, 112.61923104151148 | Exact | https://www.msepaper.com/post/item/35/About-Us
PT PAG power station | Unit 1 | 12 |  | Coal | PT Prima Alam Gemilang |  | Sugar | Southeast Sulawesi | -4.578985004440909, 121.88151949474315 | Exact | https://dpmptsp.sultraprov.go.id/berita/hasil_dari_mendapingi_bkpm_ke__pt_prima_alam_gemilang_17_november_2020
PT PDSU power station | Unit 1 | 7 |  |  | PT Permata Dunia Sukses Utama |  | Sugar | Banten | -6.018186378107977, 105.97565227124318 | Exact | https://maps.app.goo.gl/LpdSzALxAifhbPf77
PT PDSU power station | Unit 2 | 7 |  |  | PT Permata Dunia Sukses Utama |  | Sugar | Banten | -6.018186378107977, 105.97565227124318 | Exact | https://maps.app.goo.gl/LpdSzALxAifhbPf77
PT PDSU power station | Unit 3 | 7 |  |  | PT Permata Dunia Sukses Utama |  | Sugar | Banten | -6.018186378107977, 105.97565227124318 | Exact | https://maps.app.goo.gl/LpdSzALxAifhbPf77
PT PS Guntung power station | Unit 1 | 7 | Operating | Coal | PT Pulau Sambu |  | Agriculture | Riau | 0.30760134405412215, 103.60605003445318 | Exact | https://repository.uin-suska.ac.id/62964/1/LAPORAN%20TA.pdf
PT PS Kuala Enok power station | Unit 1 | 7 | Operating | Coal | PT Pulau Sambu |  | Agriculture | Riau | -0.5033784693027057, 103.38460321177213 | Exact | https://repository.uin-suska.ac.id/62964/1/LAPORAN%20TA.pdf
PT Pura power station | Unit 1 | 7.5 | Operating | Coal | PT Pura |  | Pulp & paper | Central Java | -6.834109888305331, 110.81906222081425 | Exact | https://maps.app.goo.gl/QuBxewL7whe9LrX96, https://pdfcoffee.com/shandong-machinery-pdf-free.html
PT Pura power station | Unit 2 | 7.5 | Operating | Coal | PT Pura |  | Pulp & paper | Central Java | -6.834109888305331, 110.81906222081425 | Exact | https://maps.app.goo.gl/QuBxewL7whe9LrX96, https://pdfcoffee.com/shandong-machinery-pdf-free.html
PT PUSRI power station | Unit 1 | 11.5 | Operating | Coal | PT Pupuk Sriwidjaja Palembang | 2016 | Fertilizer | South Sumatra | -2.9784011826312593, 104.80739123557292 | Exact | https://pusri.co.id/id/news/detail/pt-pusri-kaji-revitalisasi-pabrik-pupuk
PT PUSRI power station | Unit 2 | 11.5 | Operating | Coal | PT Pupuk Sriwidjaja Palembang | 2016 | Fertilizer | South Sumatra | -2.9784011826312593, 104.80739123557292 | Exact | https://pusri.co.id/id/news/detail/pt-pusri-kaji-revitalisasi-pabrik-pupuk
PT RSUP power station | Unit 1 | 7 | Operating | Coal | PT Pulau Sambu |  | Agriculture | Riau | 0.4203329131172641, 103.54941887192622 | Exact | https://repository.uin-suska.ac.id/62964/1/LAPORAN%20TA.pdf
PT RUM power station | Unit 1 | 15 | Mothballed | Coal | PT Rayon Utama Makmur |  | Textiles | Central Java | -7.728319037282294, 110.89947049926074 | Exact | https://ariefsyams.blogspot.com/2015/06/pt-rayon-usaha-makmur.html, https://www.tempo.co/lingkungan/pabrik-rayon-untuk-sritex-disebut-stop-operasi-2-tahun-terakhir-masih-sebar-bau-tak-sedap-1162056
PT RUM power station | Unit 2 | 15 | Mothballed | Coal | PT Rayon Utama Makmur |  | Textiles | Central Java | -7.728319037282294, 110.89947049926074 | Exact | https://ariefsyams.blogspot.com/2015/06/pt-rayon-usaha-makmur.html, https://www.tempo.co/lingkungan/pabrik-rayon-untuk-sritex-disebut-stop-operasi-2-tahun-terakhir-masih-sebar-bau-tak-sedap-1162056
PT SBI power station | Unit 1 | 7.5 | Operating | Coal | PT Surya Borneo Industri |  | Agriculture | Central Kalimantan | -2.713404423385079, 111.75316393944806 | Exact | https://maps.app.goo.gl/W7iqxrV8ztCNkWzD9
PT SBI power station | Unit 2 | 7.5 | Operating | Coal | PT Surya Borneo Industri |  | Agriculture | Central Kalimantan | -2.713404423385079, 111.75316393944806 | Exact | https://maps.app.goo.gl/W7iqxrV8ztCNkWzD9
PT SDO power station | Unit 1 | 16 | Operating | Coal | PT Sari Dumai Oleo |  | Agriculture | Riau | 1.7866821870124683, 101.352726505208 | Exact | https://eprints.polbeng.ac.id/id/eprint/2318/4/4.%20KP-5404211376-Full%20Text.pdf
PT SDO power station | Unti 2 | 16 | Operating | Coal | PT Sari Dumai Oleo |  | Agriculture | Riau | 1.7866821870124683, 101.352726505208 | Exact | https://eprints.polbeng.ac.id/id/eprint/2318/4/4.%20KP-5404211376-Full%20Text.pdf
PT SDS power station | Unit 1 | 18 | Operating |  | PT Sari Dumai Sejati |  | Agriculture | Riau | 1.7590804028410088, 101.36002185236417 | Exact | https://maps.app.goo.gl/KR5VtuCa8tF1vpcV9
PT SDS power station | Unit 2 | 18 | Operating |  | PT Sari Dumai Sejati |  | Agriculture | Riau | 1.7590804028410088, 101.36002185236417 | Exact | https://maps.app.goo.gl/KR5VtuCa8tF1vpcV9
PT SDS power station | Unit 3 | 18 | Operating |  | PT Sari Dumai Sejati |  | Agriculture | Riau | 1.7590804028410088, 101.36002185236417 | Exact | https://maps.app.goo.gl/KR5VtuCa8tF1vpcV9
PT Sinergy Power Source power station | Unit 1 | 10 | Operating | Coal | PT Sinergy Power Source |  | Pulp & paper | East Java | -7.515664274705495, 112.60027856669646 | Exact | https://journal2.um.ac.id/index.php/fespe/article/view/29377/10200, https://maps.app.goo.gl/LktEHg7TCxpkNa9x6
PT Sinergy Power Source power station | Unit 2 | 10 | Operating | Coal | PT Sinergy Power Source |  | Pulp & paper | East Java | -7.515664274705495, 112.60027856669646 | Exact | https://journal2.um.ac.id/index.php/fespe/article/view/29377/10200, https://maps.app.goo.gl/LktEHg7TCxpkNa9x6
PT Sinergy Power Source power station | Unit 3 | 10 | Operating | Coal | PT Sinergy Power Source |  | Pulp & paper | East Java | -7.515664274705495, 112.60027856669646 | Exact | https://journal2.um.ac.id/index.php/fespe/article/view/29377/10200, https://maps.app.goo.gl/LktEHg7TCxpkNa9x6
PT Suparma power station | Unit 1 | 27 | Operating |  | PT Suparma | 1997 | Pulp & paper | East Java | -7.344634314830135, 112.6746560268386 | Exact | https://www.mvbindonesia.com/post/pt-suparma-tbk-environmentally-friendly-company, https://maps.app.goo.gl/iusKztqX5JQiwnq26
PT Wilmar Nabati Indonesia power station | Unit 1 | 3 | Operating | Coal | PT Wilmar Nabati Indonesia |  | Agriculture | East Java | -7.178049662183172, 112.66659596202389 | Exact | https://maps.app.goo.gl/8QGJ3GPPxwpA68EX7
PT Wilmar Nabati Indonesia power station | Unit 2 | 10 | Operating | Coal | PT Wilmar Nabati Indonesia |  | Agriculture | East Java | -7.178049662183172, 112.66659596202389 | Exact | https://maps.app.goo.gl/8QGJ3GPPxwpA68EX7

## <30 MW_PLN
GEM unit/phase ID | Owner | Capacity (MW) | COD | Latitude | Longitude | Parent | Status Jul 2025
Kendari Unit 2 | PLN | 10 | 2012 | -3.895 | 122.5372 | PLN | operating
Ende Unit 1 | PLN | 7 | 2013 | -8.8786 | 121.7051 | PLN | operating
Ende Unit 2 | PLN | 7 | 2013 | -8.8786 | 121.7051 | PLN | operating
Bolok Unit 1 | PLN | 16.5 | 2013 | -10.2392 | 123.4902 | PLN | operating
Bolok Unit 2 | PLN | 16.5 | 2013 | -10.2392 | 123.4902 | PLN | operating
Kendari Unit 1 | PLN | 10 | 2014 | -3.895 | 122.5372 | PLN | operating
Kendari Unit 3 | PLN | 10 | 2014 | -3.895 | 122.5372 | PLN | operating
Tembilok Unit 1 | IPP | 6 | 2020 | -1.7815 | 109.9524 | PT Ketapang Arya Power | operating
Tembilok Unit 2 | IPP | 6 | 2020 | -1.7815 | 109.9524 | PT Ketapang Arya Power | operating
Tanjung Batu Unit 1 | PLN | 4 | 2015 | 2.1759 | 117.4846 | PT PLN (Persero) | operating
Tanjung Batu Unit 2 | PLN | 4 | 2016 | 2.1759 | 117.4846 | PT PLN (Persero) | operating
Tanjung Redep Unit 1 | PLN | 7 | 2014 | 2.185 | 117.52 | PT Indo Pusaka Berau | operating
Tanjung Redep Unit 2 | PLN | 7 | 2015 | 2.185 | 117.52 | PT Indo Pusaka Berau | operating
Tebo Unit 1 | PLN | 7 | 2013 | -1.48 | 102.43 | PT PLN (Persero) | operating
Tebo Unit 2 | PLN | 7 | 2014 | -1.48 | 102.43 | PT PLN (Persero) | operating
Manokwari Unit 1 | PLN | 7 | 2014 | -0.92 | 134.06 | PT PLN (Persero) | operating
Manokwari Unit 2 | PLN | 7 | 2015 | -0.92 | 134.06 | PT PLN (Persero) | operating
Tanjung Pinang Unit 1 | PLN | 15 | 2011 | 0.90972 | 104.6292 | PT PLN (Persero) / PLN Nusantara Power | operating
Tanjung Pinang Unit 2 | PLN | 15 | 2012 | 0.90972 | 104.6292 | PT PLN (Persero) / PLN Nusantara Power | operating

## Sheet16
Alor Unit 1 | #REF!
Alor Unit 2 | #REF!
Ampana Unit 1 | #REF!
Ampana Unit 2 | #REF!
Atambua Unit 1 | #REF!
Atambua Unit 2 | #REF!
Atambua Unit 3 | #REF!
Atambua Unit 4 | #REF!
Berau Unit 1 | #REF!
Berau Unit 2 | #REF!
Bima Unit 1 | #REF!
Bima Unit 2 | #REF!
Embalut Unit 1 | #REF!
Embalut Unit 2 | #REF!
Gorontalo Unit 1 | #REF!
Gorontalo Unit 2 | #REF!
Holtekamp Unit 1 | #REF!
Holtekamp Unit 2 | #REF!
Jeranjang Unit 1 | #REF!
Jeranjang Unit 2 | #REF!
Jeranjang Unit 3 | #REF!
Kaltim (MT) Unit 1 | #REF!
Kaltim (MT) Unit 2 | #REF!
Ketapang Unit 1 | #REF!
Ketapang Unit 2 | #REF!
Kotabaru Unit 1 | #REF!
Kotabaru Unit 2 | #REF!
Kupang Baru Unit 1 | #REF!
Kupang Baru Unit 2 | #REF!
Kupang Unit 1 | #REF!
Kupang Unit 2 | #REF!
Lati Unit 1 | #REF!
Lati Unit 2 | #REF!
Lati Unit 3 | #REF!
Lombok Timur Unit 1 | #REF!
Lombok Timur Unit 2 | #REF!
Malinau Unit 1 | #REF!
Malinau Unit 2 | #REF!
Mamuju Unit 1 | #REF!
Mamuju Unit 2 | #REF!
Molotabu Unit 1 | #REF!
Molotabu Unit 2 | #REF!
Nabire-Kalibobo Unit 1 | #REF!
Nabire-Kalibobo Unit 2 | #REF!
Nii Tanasa Unit 1 | #REF!
Nii Tanasa Unit 2 | #REF!
Nii Tanasa Unit 3 | #REF!
Palu Unit 1 | #REF!
Palu Unit 2 | #REF!
Palu Unit 3 | #REF!
Palu Unit 4 | #REF!
Pantai Kura-Kura Unit 1 | #REF!
Pantai Kura-Kura Unit 2 | #REF!
Ropa Unit 1 | #REF!
Ropa Unit 2 | #REF!
Rote Ndao Unit 1 | #REF!
Rote Ndao Unit 2 | #REF!
Sampit Unit 1 | #REF!
Sampit Unit 2 | #REF!
Sanggau Unit 1 | #REF!
Sanggau Unit 2 | #REF!
Sintang Unit 1 | #REF!
Sintang Unit 2 | #REF!
Sintang Unit 3 | #REF!
Sofifi Unit 1 | #REF!
Sofifi Unit 2 | #REF!
Sorong Unit 1 | #REF!
Sorong Unit 2 | #REF!
Sorong Unit 3 | #REF!
Sorong Unit 4 | #REF!
Suge Unit 1 | #REF!
Suge Unit 2 | #REF!
Sumbawa Barat Unit 1 | #REF!
Sumbawa Barat Unit 2 | #REF!
Talaud Unit 1 | #REF!
Talaud Unit 2 | #REF!
Tanah Grogot Unit 1 | #REF!
Tanah Grogot Unit 2 | #REF!
Tanjung Balai Karimun Unit 1 | #REF!
Tanjung Balai Karimun Unit 2 | #REF!
Tanjung Selor Unit 1 | #REF!
Tanjung Selor Unit 2 | #REF!
Tembilahan Unit 1 | #REF!
Tembilahan Unit 2 | #REF!
Tidore Unit 1 | #REF!
Tidore Unit 2 | #REF!

## GCPT Jul 2026
GEM unit/phase ID | GEM location ID | Country/Area | Wiki URL | Plant name | Unit name | ref | Plant name (other) | Plant name (local) | Owner | Owner GEM Entity ID | Parent | Parent GEM Entity ID | Capacity (MW) | Status | Start year | Retired year | Planned retirement | Combustion technology | Coal type | Coal source | Conversion to (fuel) | Conversion to (GEM unit ID) | Alternate Fuel | Location | Local area (taluk, county) | Major area (prefecture, district) | Subnational unit (province, state) | Subregion | Region | Latitude | Longitude | Location accuracy | Permits | Permit Date | Permit Parsed | Captive | Captive industry use | Captive residential use | CCS | CHP
G100000100037 | L100000102733 | Indonesia | https://www.gem.wiki/Adaro_East_Kalimantan_power_station | Adaro East Kalimantan power station | Unit 1 | Adaro East Kalimantan Unit 1 | Kaltim?, East Kuktai |  | China Shenhua Overseas Development and Investment Co Ltd; PT Adaro Power; PT Bhakti Energi Persada [100%] | E100000120029; E100001013153 [100%]; E100002007614 | unknown [81.5%]; PT Alamtri Resources Indonesia Tbk [18.5%]; China Shenhua Energy Co Ltd | E100000132388 [81.5%]; E100001000782 [18.5%]; E100000000175 | 300 | cancelled |  |  |  | unknown | unknown | mine-mouth | [6 empty] | Kalimantan | South-eastern Asia | Asia | 0.1 | 116.4 | approximate | [6 empty] | no
G100000100038 | L100000102733 | Indonesia | https://www.gem.wiki/Adaro_East_Kalimantan_power_station | Adaro East Kalimantan power station | Unit 2 | Adaro East Kalimantan Unit 2 | Kaltim?, East Kuktai |  | China Shenhua Overseas Development and Investment Co Ltd; PT Adaro Power; PT Bhakti Energi Persada [100%] | E100000120029; E100001013153 [100%]; E100002007614 | unknown [81.5%]; PT Alamtri Resources Indonesia Tbk [18.5%]; China Shenhua Energy Co Ltd | E100000132388 [81.5%]; E100001000782 [18.5%]; E100000000175 | 300 | cancelled |  |  |  | unknown | unknown | mine-mouth | [6 empty] | Kalimantan | South-eastern Asia | Asia | 0.1 | 116.4 | approximate | [6 empty] | no
G100000100040 | L100000102708 | Indonesia | https://www.gem.wiki/Adipala_power_station | Adipala power station | Unit 1 | Adipala Unit 1 | 印尼国电阿迪帕拉电站, Pembangkit Listrik Tenaga Uap Adipala |  | PT PLN (Persero) [100%] | E100000000537 [100%] | PT PLN (Persero) [100.0%] | E100000000537 [100.0%] | 660 | operating | 2015 |  |  | supercritical | subbituminous [96%] |  |  |  | bioenergy | Bunton | Adipala | Cilacap | Jawa | South-eastern Asia | Asia | -7.6859 | 109.1376 | exact | [6 empty] | no
G100000114904 | L100000104619 | Indonesia | https://www.gem.wiki/Nanshan_Industrial_Park_power_station | Nanshan Industrial Park power station | Phase II Unit 1 | Nanshan Industrial Park Phase II Unit 1 | 公司印尼宾坦岛卡朗巴唐经济特区动力中心4×150MW电站项目 (Phase II), 南山宾坦工业园自备电厂 |  | PT Bintan Alumina Indonesia [100%] | E100000120999 [100%] | Nanshan Aluminium International Holdings Ltd [72.7%]; Hong Kong Prime Aluminium Investment Ltd [25.0%]; small shareholder(s) [2.3%] | E100002015281 [72.7%]; E100002015282 [25.0%]; E100001015587 [2.3%] | 150 | construction | 2027 |  |  | unknown | unknown | [5 empty] | Galang Batang | Bintan | Sumatera | South-eastern Asia | Asia | 0.91164 | 104.6505 | exact |  |  |  | aluminum | power |  | no
G100000114905 | L100000104619 | Indonesia | https://www.gem.wiki/Nanshan_Industrial_Park_power_station | Nanshan Industrial Park power station | Phase II Unit 2 | Nanshan Industrial Park Phase II Unit 2 | 公司印尼宾坦岛卡朗巴唐经济特区动力中心4×150MW电站项目 (Phase II), 南山宾坦工业园自备电厂 |  | PT Bintan Alumina Indonesia [100%] | E100000120999 [100%] | Nanshan Aluminium International Holdings Ltd [72.7%]; Hong Kong Prime Aluminium Investment Ltd [25.0%]; small shareholder(s) [2.3%] | E100002015281 [72.7%]; E100002015282 [25.0%]; E100001015587 [2.3%] | 150 | construction | 2027 |  |  | unknown | unknown | [5 empty] | Galang Batang | Bintan | Sumatera | South-eastern Asia | Asia | 0.91164 | 104.6505 | exact |  |  |  | aluminum | power |  | no
G100000115357 | L100000104831 | Indonesia | https://www.gem.wiki/PT_Halmahera_Persada_Lygend_Nickel_Smelter_power_station | PT Halmahera Persada Lygend Nickel Smelter power station | Phase III Unit 3 | PT Halmahera Persada Lygend Nickel Smelter Phase III Unit 3 | PLTU Obi Sinar Timur (Phase III), 宁波力勤印尼镍铁项目自备电厂 |  | PT Obi Nickel Cobalt [100%] | E100000121047 [100%] | Ningbo Lygend [36.9%]; Harita Group | E100000120928 [36.9%]; E100000120543 | 380 | construction |  |  |  | unknown | unknown |  |  |  |  | Kawasi | Obi | South Halmahera | Maluku | South-eastern Asia | Asia | -1.5614 | 127.421 | exact |  |  |  | nickel | power |  | no
G100000115358 | L100000104831 | Indonesia | https://www.gem.wiki/PT_Halmahera_Persada_Lygend_Nickel_Smelter_power_station | PT Halmahera Persada Lygend Nickel Smelter power station | Phase III Unit 4 | PT Halmahera Persada Lygend Nickel Smelter Phase III Unit 4 | PLTU Obi Sinar Timur (Phase III), 宁波力勤印尼镍铁项目自备电厂 |  | PT Obi Nickel Cobalt [100%] | E100000121047 [100%] | Ningbo Lygend [36.9%]; Harita Group | E100000120928 [36.9%]; E100000120543 | 380 | construction |  |  |  | unknown | unknown |  |  |  |  | Kawasi | Obi | South Halmahera | Maluku | South-eastern Asia | Asia | -1.5614 | 127.421 | exact |  |  |  | nickel | power |  | no
G100000115748 | L100000104979 | Indonesia | https://www.gem.wiki/AlamTri_Aluminum_Smelter_power_station | AlamTri Aluminum Smelter power station | Phase I Unit 1 | AlamTri Aluminum Smelter Phase I Unit 1 | PT Kalimantan Industrial Park Indonesia power station, Adaro Aluminum Smelter power station |  | PT Kaltara Power Indonesia [100%] | E100000120702 [100%] | PT Alamtri Resources Indonesia Tbk [84.0%]; PT Cita Mineral Investindo Tbk [16.0%] | E100001000782 [84.0%]; E100002018990 [16.0%] | 150 | construction | 2026 |  |  | unknown | unknown | [5 empty] | Tanah Kuning | Bulungan | Kalimantan | South-eastern Asia | Asia | 2.4947 | 117.9002 | exact |  |  |  | aluminum | power |  | no
G100001092190 | L100000104979 | Indonesia | https://www.gem.wiki/AlamTri_Aluminum_Smelter_power_station | AlamTri Aluminum Smelter power station | Phase II Unit 2 | AlamTri Aluminum Smelter Phase II Unit 2 | PT Kalimantan Industrial Park Indonesia power station, Adaro Aluminum Smelter power station |  | PT Kaltara Power Indonesia [100%] | E100000120702 [100%] | PT Alamtri Resources Indonesia Tbk [84.0%]; PT Cita Mineral Investindo Tbk [16.0%] | E100001000782 [84.0%]; E100002018990 [16.0%] | 150 | announced | 2026 |  |  | unknown | unknown | [5 empty] | Tanah Kuning | Bulungan | Kalimantan | South-eastern Asia | Asia | 2.4947 | 117.9002 | exact |  |  |  | aluminum | power |  | no
G100001092191 | L100000104979 | Indonesia | https://www.gem.wiki/AlamTri_Aluminum_Smelter_power_station | AlamTri Aluminum Smelter power station | Phase II Unit 3 | AlamTri Aluminum Smelter Phase II Unit 3 | PT Kalimantan Industrial Park Indonesia power station, Adaro Aluminum Smelter power station |  | PT Kaltara Power Indonesia [100%] | E100000120702 [100%] | PT Alamtri Resources Indonesia Tbk [84.0%]; PT Cita Mineral Investindo Tbk [16.0%] | E100001000782 [84.0%]; E100002018990 [16.0%] | 380 | announced | 2026 |  |  | unknown | unknown | [5 empty] | Tanah Kuning | Bulungan | Kalimantan | South-eastern Asia | Asia | 2.4947 | 117.9002 | exact |  |  |  | aluminum | power |  | no
G100001092192 | L100000104979 | Indonesia | https://www.gem.wiki/AlamTri_Aluminum_Smelter_power_station | AlamTri Aluminum Smelter power station | Phase II Unit 4 | AlamTri Aluminum Smelter Phase II Unit 4 | PT Kalimantan Industrial Park Indonesia power station, Adaro Aluminum Smelter power station |  | PT Kaltara Power Indonesia [100%] | E100000120702 [100%] | PT Alamtri Resources Indonesia Tbk [84.0%]; PT Cita Mineral Investindo Tbk [16.0%] | E100001000782 [84.0%]; E100002018990 [16.0%] | 380 | announced | 2026 |  |  | unknown | unknown | [5 empty] | Tanah Kuning | Bulungan | Kalimantan | South-eastern Asia | Asia | 2.4947 | 117.9002 | exact |  |  |  | aluminum | power |  | no
G100000100142 | L100000102773 | Indonesia | https://www.gem.wiki/Amamapare_Port_power_station | Amamapare Port power station | Unit 1 | Amamapare Port Unit 1 |  |  | PT Freeport Indonesia [100%] | E100000003755 [100%] | FreePort-McMoran Inc [48.8%]; PT Mineral Industri Indonesia (Persero) | E100000001220 [48.8%]; E100001011088 | 65 | operating | 1998 |  | 2027 | subcritical | unknown | Pinang coal deposit |  |  |  | Amamapare | Mimika Timur Jauh | Mimika | Papua | South-eastern Asia | Asia | -4.8278 | 136.8391 | exact |  |  |  | other metals & mining | power |  | no
G100000100143 | L100000102773 | Indonesia | https://www.gem.wiki/Amamapare_Port_power_station | Amamapare Port power station | Unit 2 | Amamapare Port Unit 2 |  |  | PT Freeport Indonesia [100%] | E100000003755 [100%] | FreePort-McMoran Inc [48.8%]; PT Mineral Industri Indonesia (Persero) | E100000001220 [48.8%]; E100001011088 | 65 | operating | 1998 |  | 2027 | subcritical | unknown | Pinang coal deposit |  |  |  | Amamapare | Mimika Timur Jauh | Mimika | Papua | South-eastern Asia | Asia | -4.8278 | 136.8391 | exact |  |  |  | other metals & mining | power |  | no
G100000100144 | L100000102773 | Indonesia | https://www.gem.wiki/Amamapare_Port_power_station | Amamapare Port power station | Unit 3 | Amamapare Port Unit 3 |  |  | PT Freeport Indonesia [100%] | E100000003755 [100%] | FreePort-McMoran Inc [48.8%]; PT Mineral Industri Indonesia (Persero) | E100000001220 [48.8%]; E100001011088 | 65 | operating | 1999 |  | 2027 | subcritical | unknown | Pinang coal deposit |  |  |  | Amamapare | Mimika Timur Jauh | Mimika | Papua | South-eastern Asia | Asia | -4.8278 | 136.8391 | exact |  |  |  | other metals & mining | power |  | no
G100000100152 | L100000102757 | Indonesia | https://www.gem.wiki/Ambon-2_power_station | Ambon-2 power station | Unit 1 | Ambon-2 Unit 1 |  |  | PT PLN (Persero) [100%] | E100000000537 [100%] | PT PLN (Persero) [100.0%] | E100000000537 [100.0%] | 50 | cancelled |  |  |  | subcritical | unknown | [7 empty] | Maluku | South-eastern Asia | Asia | -3.5865 | 128.1711 | approximate | [6 empty] | no
G100000100153 | L100000102757 | Indonesia | https://www.gem.wiki/Ambon-2_power_station | Ambon-2 power station | Unit 2 | Ambon-2 Unit 2 |  |  | PT PLN (Persero) [100%] | E100000000537 [100%] | PT PLN (Persero) [100.0%] | E100000000537 [100.0%] | 50 | cancelled |  |  |  | subcritical | unknown | [7 empty] | Maluku | South-eastern Asia | Asia | -3.5865 | 128.1711 | approximate | [6 empty] | no
G100000100180 | L100000102759 | Indonesia | https://www.gem.wiki/Amurang_power_station | Amurang power station | Unit 1 | Amurang Unit 1 | Sulut 2 |  | PT PLN (Persero) [100%] | E100000000537 [100%] | PT PLN (Persero) [100.0%] | E100000000537 [100.0%] | 30 | operating | 2012 |  |  | subcritical | subbituminous |  |  |  | bioenergy | Amurang |  | South Minahasa | Sulawesi | South-eastern Asia | Asia | 1.1825 | 124.4806 | exact | [6 empty] | no
G100000100181 | L100000102759 | Indonesia | https://www.gem.wiki/Amurang_power_station | Amurang power station | Unit 2 | Amurang Unit 2 | Sulut 2 |  | PT PLN (Persero) [100%] | E100000000537 [100%] | PT PLN (Persero) [100.0%] | E100000000537 [100.0%] | 30 | operating | 2012 |  |  | subcritical | subbituminous |  |  |  | bioenergy | Amurang |  | South Minahasa | Sulawesi | South-eastern Asia | Asia | 1.1825 | 124.4806 | exact | [6 empty] | no
G100000113971 | L100000104535 | Indonesia | https://www.gem.wiki/Amurang-2_power_station | Amurang-2 power station | Unit 1 | Amurang-2 Unit 1 |  |  | PT PLN (Persero) [100%] | E100000000537 [100%] | PT PLN (Persero) [100.0%] | E100000000537 [100.0%] | 30 | operating | 2018 |  |  | subcritical | unknown |  |  |  |  | Amurang |  | South Minahasa | Sulawesi | South-eastern Asia | Asia | 1.1825 | 124.4806 | exact | [6 empty] | no
G100000113972 | L100000104535 | Indonesia | https://www.gem.wiki/Amurang-2_power_station | Amurang-2 power station | Unit 2 | Amurang-2 Unit 2 |  |  | PT PLN (Persero) [100%] | E100000000537 [100%] | PT PLN (Persero) [100.0%] | E100000000537 [100.0%] | 30 | operating | 2018 |  |  | subcritical | unknown |  |  |  |  | Amurang |  | South Minahasa | Sulawesi | South-eastern Asia | Asia | 1.1825 | 124.4806 | exact | [6 empty] | no
G100000100367 | L100000102695 | Indonesia | https://www.gem.wiki/Asahimas_Chemical_power_station | Asahimas Chemical power station | Unit 1 | Asahimas Chemical Unit 1 | 日本旭硝子玻璃公司自备电厂 |  | PT Asahimas Chemical [100%] | E100000120082 [100%] | AGC Inc [52.5%]; PT Rodamas [18.0%]; Mitsubishi Corp [11.5%]; natural person(s) | E100000133539 [52.5%]; E100000121184 [18.0%]; E100000000650 [11.5%]; E100000123261 | 150 | operating | 2019 |  |  | unknown | unknown |  |  |  | bioenergy |  |  | Cilegon | Jawa | South-eastern Asia | Asia | -6.0248 | 105.9426 | exact |  |  |  | chemicals | power |  | no
G100000112731 | L100000102695 | Indonesia | https://www.gem.wiki/Asahimas_Chemical_power_station | Asahimas Chemical power station | Unit 2 | Asahimas Chemical Unit 2 | 日本旭硝子玻璃公司自备电厂 |  | PT Asahimas Chemical [100%] | E100000120082 [100%] | AGC Inc [52.5%]; PT Rodamas [18.0%]; Mitsubishi Corp [11.5%]; natural person(s) | E100000133539 [52.5%]; E100000121184 [18.0%]; E100000000650 [11.5%]; E100000123261 | 150 | operating | 2019 |  |  | unknown | unknown |  |  |  | bioenergy |  |  | Cilegon | Jawa | South-eastern Asia | Asia | -6.0248 | 105.9426 | exact |  |  |  | chemicals | power |  | no
G100000105482 | L100000102783 | Indonesia | https://www.gem.wiki/Asam-Asam_power_station | Asam-Asam power station | Unit 1 | Asam-Asam Unit 1 | Kalselteng-2 |  | PT PLN (Persero) [100%] | E100000000537 [100%] | PT PLN (Persero) [100.0%] | E100000000537 [100.0%] | 65 | operating | 2013 |  |  | unknown | lignite |  |  |  | bioenergy | Asam-Asam | Jorong | Tanah Laut | Kalimantan | South-eastern Asia | Asia | -3.9265 | 115.1058 | exact | [6 empty] | no
G100000105483 | L100000102783 | Indonesia | https://www.gem.wiki/Asam-Asam_power_station | Asam-Asam power station | Unit 2 | Asam-Asam Unit 2 | Kalselteng-2 |  | PT PLN (Persero) [100%] | E100000000537 [100%] | PT PLN (Persero) [100.0%] | E100000000537 [100.0%] | 65 | operating | 2013 |  |  | unknown | lignite |  |  |  | bioenergy | Asam-Asam | Jorong | Tanah Laut | Kalimantan | South-eastern Asia | Asia | -3.9265 | 115.1058 | exact | [6 empty] | no
G100000100515 | L100000102783 | Indonesia | https://www.gem.wiki/Asam-Asam_power_station | Asam-Asam power station | Unit 5 | Asam-Asam Unit 5 | Kalselteng-2 |  | PT PLN (Persero) [100%] | E100000000537 [100%] | PT PLN (Persero) [100.0%] | E100000000537 [100.0%] | 100 | operating | 2024 |  |  | subcritical | lignite | [5 empty] | Jorong | Tanah Laut | Kalimantan | South-eastern Asia | Asia | -3.9265 | 115.1058 | exact | [6 empty] | no
G100000100516 | L100000102783 | Indonesia | https://www.gem.wiki/Asam-Asam_power_station | Asam-Asam power station | Unit 6 | Asam-Asam Unit 6 | Kalselteng-2 |  | PT PLN (Persero) [100%] | E100000000537 [100%] | PT PLN (Persero) [100.0%] | E100000000537 [100.0%] | 100 | operating | 2025 |  |  | subcritical | lignite | [5 empty] | Jorong | Tanah Laut | Kalimantan | South-eastern Asia | Asia | -3.9265 | 115.1058 | exact | [6 empty] | no
G100000100517 | L100000102783 | Indonesia | https://www.gem.wiki/Asam-Asam_power_station | Asam-Asam power station | Unit B-3 | Asam-Asam Unit B-3 | Kalselteng-2 |  | PT PLN (Persero) [100%] | E100000000537 [100%] | PT PLN (Persero) [100.0%] | E100000000537 [100.0%] | 65 | operating | 2000 |  |  | subcritical | lignite |  |  |  | bioenergy | Asam-Asam | Jorong | Tanah Laut | Kalimantan | South-eastern Asia | Asia | -3.9265 | 115.1058 | exact | [6 empty] | no
G100000100518 | L100000102783 | Indonesia | https://www.gem.wiki/Asam-Asam_power_station | Asam-Asam power station | Unit B-4 | Asam-Asam Unit B-4 | Kalselteng-2 |  | PT PLN (Persero) [100%] | E100000000537 [100%] | PT PLN (Persero) [100.0%] | E100000000537 [100.0%] | 65 | operating | 2000 |  |  | subcritical | lignite |  |  |  | bioenergy | Asam-Asam | Jorong | Tanah Laut | Kalimantan | South-eastern Asia | Asia | -3.9265 | 115.1058 | exact | [6 empty] | no
G100000100391 | L100000102750 | Indonesia | https://www.gem.wiki/Astratel_power_station | Astratel power station | Phase I | Astratel Phase I |  |  | Astratel Nusantara [100%] | E100000120093 [100%] | PT Astra International Tbk [100.0%] | E100001010578 [100.0%] | 100 | cancelled |  |  |  | subcritical | unknown | [7 empty] | Sumatera | South-eastern Asia | Asia | -2.75 | 103.8333 | approximate | [6 empty] | no
G100000100455 | L100000102734 | Indonesia | https://www.gem.wiki/Bakrie_Sangatta_power_station | Bakrie Sangatta power station | Unit 1 | Bakrie Sangatta Unit 1 | Sangatta Mines |  | PT Bakrie Indo Infrastructure [100%] | E100000120993 [100%] | PT Bakrie & Brothers Tbk [100.0%] | E100001015677 [100.0%] | 100 | cancelled |  |  |  | subcritical | unknown | Kaltim Prima Coal Sangatta coal mine |  |  |  | Sangatta Mining Area |  | East Kutai (Kutai Timur) | Kalimantan | South-eastern Asia | Asia | 0.605 | 117.481 | approximate | [6 empty] | no
G100000100456 | L100000102734 | Indonesia | https://www.gem.wiki/Bakrie_Sangatta_power_station | Bakrie Sangatta power station | Unit 2 | Bakrie Sangatta Unit 2 | Sangatta Mines |  | PT Bakrie Indo Infrastructure [100%] | E100000120993 [100%] | PT Bakrie & Brothers Tbk [100.0%] | E100001015677 [100.0%] | 100 | cancelled |  |  |  | subcritical | unknown | Kaltim Prima Coal Sangatta coal mine |  |  |  | Sangatta Mining Area |  | East Kutai (Kutai Timur) | Kalimantan | South-eastern Asia | Asia | 0.605 | 117.481 | approximate | [6 empty] | no
G100000113818 | L100000104395 | Indonesia | https://www.gem.wiki/Bali_Power_Station | Bali Power Station | Unit 1 | Bali Unit 1 |  |  | PT PLN (Persero) [100%] | E100000000537 [100%] | PT PLN (Persero) [100.0%] | E100000000537 [100.0%] | 135 | cancelled |  |  |  | unknown | unknown | [7 empty] | Nusa Tenggara | South-eastern Asia | Asia | -8.4476 | 115.1222 | approximate | [6 empty] | no
G100000100505 | L100000102812 | Indonesia | https://www.gem.wiki/Bandung_Indosyntec_power_station | Bandung Indosyntec power station | Unit 1 | Bandung Indosyntec Unit 1 |  |  | PT Panasia Indo Resources Tbk [100%] | E100000121053 [100%] | Lucky Height Resources Ltd [27.8%]; Gold Gazelle Profits Corp [19.6%]; PT Panasia Synthetic Abadi [19.4%]; Ortega Management Ltd [10.0%]; Mercury Capital International Inc [9.7%]; Prime Invesco Ltd [9.5%]; small shareholder(s) [4.0%] | E100001011652 [27.8%]; E100001011651 [19.6%]; E100001011654 [19.4%]; E100001011653 [10.0%]; E100001011655 [9.7%]; E100001011656 [9.5%]; E100001015587 [4.0%] | 30 | operating | 2004 |  |  | subcritical | unknown |  |  |  |  | Kab Bandung |  |  | Jawa | South-eastern Asia | Asia | -6.9705 | 107.6058 | exact |  |  |  | textiles |  |  | no
G100000100508 | L100000102693 | Indonesia | https://www.gem.wiki/Bangka_Baru_power_station | Bangka Baru power station | Unit 1 | Bangka Baru Unit 1 | PLTU Ba-Bel |  | PT PLN Wilayah Bangka Belitung [100%] | E100000121049 [100%] | PT PLN (Persero) | E100000000537 | 30 | operating | 2014 |  |  | subcritical | unknown | Domestic |  |  | bioenergy | Air Anyir |  |  | Sumatera | South-eastern Asia | Asia | -2.0792 | 106.1496 | exact | [6 empty] | no
G100000100509 | L100000102693 | Indonesia | https://www.gem.wiki/Bangka_Baru_power_station | Bangka Baru power station | Unit 2 | Bangka Baru Unit 2 | PLTU Ba-Bel |  | PT PLN Wilayah Bangka Belitung [100%] | E100000121049 [100%] | PT PLN (Persero) | E100000000537 | 30 | operating | 2014 |  |  | subcritical | unknown | Domestic |  |  | bioenergy | Air Anyir |  |  | Sumatera | South-eastern Asia | Asia | -2.0792 | 106.1496 | exact | [6 empty] | no
G100000112734 | L100000102694 | Indonesia | https://www.gem.wiki/Bangka-1_power_station | Bangka-1 power station | Unit 1 | Bangka-1 Unit 1 |  |  | PT PLN (Persero) [100%] | E100000000537 [100%] | PT PLN (Persero) [100.0%] | E100000000537 [100.0%] | 200 | cancelled | 2027 |  |  | subcritical | unknown | [7 empty] | Sumatera | South-eastern Asia | Asia | -2.1333 | 106.1167 | approximate | [6 empty] | no
G100000112735 | L100000102694 | Indonesia | https://www.gem.wiki/Bangka-1_power_station | Bangka-1 power station | Unit 2 | Bangka-1 Unit 2 |  |  | PT PLN (Persero) [100%] | E100000000537 [100%] | PT PLN (Persero) [100.0%] | E100000000537 [100.0%] | 200 | cancelled | 2027 |  |  | subcritical | unknown | [7 empty] | Sumatera | South-eastern Asia | Asia | -2.1333 | 106.1167 | approximate | [6 empty] | no
G100000114203 | L100000104581 | Indonesia | https://www.gem.wiki/Bangka-1A_power_station | Bangka-1A power station | Unit 1 | Bangka-1A Unit 1 |  |  | PT PLN (Persero) [100%] | E100000000537 [100%] | PT PLN (Persero) [100.0%] | E100000000537 [100.0%] | 50 | cancelled | 2022 |  |  | unknown | unknown |  |  |  |  | Air Anyir |  |  | Sumatera | South-eastern Asia | Asia | -2.0792 | 106.1496 | approximate | [6 empty] | no
G100000114204 | L100000104581 | Indonesia | https://www.gem.wiki/Bangka-1A_power_station | Bangka-1A power station | Unit 2 | Bangka-1A Unit 2 |  |  | PT PLN (Persero) [100%] | E100000000537 [100%] | PT PLN (Persero) [100.0%] | E100000000537 [100.0%] | 50 | cancelled | 2023 |  |  | unknown | unknown |  |  |  |  | Air Anyir |  |  | Sumatera | South-eastern Asia | Asia | -2.0792 | 106.1496 | approximate | [6 empty] | no
G100000100510 | L100000102794 | Indonesia | https://www.gem.wiki/Bangko_Tengah_power_station | Bangko Tengah power station | Unit 1 | Bangko Tengah Unit 1 | Sumsel-8 (SS-8), 华电玻雅电站, PLTU Tanjung Lalang |  | PT Huadian Bukit Asam Power [100%] | E100000120575 [100%] | China Huadian Corp Ltd [55.0%]; PT Bukit Asam Tbk [45.0%] | E100000000170 [55.0%]; E100001000746 [45.0%] | 660 | operating | 2023 |  |  | supercritical | unknown | mine-mouth |  |  |  | Tanjung Enim coal mine |  | Muara Lenim / Lahat | Sumatera | South-eastern Asia | Asia | -3.8387 | 103.8041 | exact | [6 empty] | no
G100000100511 | L100000102794 | Indonesia | https://www.gem.wiki/Bangko_Tengah_power_station | Bangko Tengah power station | Unit 2 | Bangko Tengah Unit 2 | Sumsel-8 (SS-8), 华电玻雅电站, PLTU Tanjung Lalang |  | PT Huadian Bukit Asam Power [100%] | E100000120575 [100%] | China Huadian Corp Ltd [55.0%]; PT Bukit Asam Tbk [45.0%] | E100000000170 [55.0%]; E100001000746 [45.0%] | 660 | operating | 2023 |  |  | supercritical | unknown | mine-mouth |  |  |  | Tanjung Enim coal mine |  | Muara Lenim / Lahat | Sumatera | South-eastern Asia | Asia | -3.8387 | 103.8041 | exact | [6 empty] | no
G100000100512 | L100000102794 | Indonesia | https://www.gem.wiki/Bangko_Tengah_power_station | Bangko Tengah power station | Unit 3 | Bangko Tengah Unit 3 | Sumsel-8 (SS-8), 华电玻雅电站, PLTU Tanjung Lalang |  | PT Huadian Bukit Asam Power [100%] | E100000120575 [100%] | China Huadian Corp Ltd [55.0%]; PT Bukit Asam Tbk [45.0%] | E100000000170 [55.0%]; E100001000746 [45.0%] | 660 | cancelled |  |  |  | unknown | unknown | mine-mouth |  |  |  | Tanjung Enim coal mine |  | Muara Lenim / Lahat | Sumatera | South-eastern Asia | Asia | -3.734 | 103.759 | approximate | [6 empty] | no
G100000100513 | L100000102794 | Indonesia | https://www.gem.wiki/Bangko_Tengah_power_station | Bangko Tengah power station | Unit 4 | Bangko Tengah Unit 4 | Sumsel-8 (SS-8), 华电玻雅电站, PLTU Tanjung Lalang |  | PT Huadian Bukit Asam Power [100%] | E100000120575 [100%] | China Huadian Corp Ltd [55.0%]; PT Bukit Asam Tbk [45.0%] | E100000000170 [55.0%]; E100001000746 [45.0%] | 660 | cancelled |  |  |  | unknown | unknown | mine-mouth |  |  |  | Tanjung Enim coal mine |  | Muara Lenim / Lahat | Sumatera | South-eastern Asia | Asia | -3.734 | 103.759 | approximate | [6 empty] | no
G100000100519 | L100000102795 | Indonesia | https://www.gem.wiki/Banjarsari_power_station | Banjarsari power station | Unit 1 | Banjarsari Unit 1 |  |  | PT Bukit Pembangkit Innovative [100%] | E100000121001 [100%] | PT Bukit Asam Tbk [59.8%]; PT PLN (Persero) [37.3%]; unknown [3.0%] | E100001000746 [59.8%]; E100000000537 [37.3%]; E100000132388 [3.0%] | 110 | operating | 2015 |  |  | subcritical | subbituminous | [5 empty] | East Merapi (Merapi Timur) | Lahat | Sumatera | South-eastern Asia | Asia | -3.7251 | 103.6904 | exact | [6 empty] | no
G100000100520 | L100000102795 | Indonesia | https://www.gem.wiki/Banjarsari_power_station | Banjarsari power station | Unit 2 | Banjarsari Unit 2 |  |  | PT Bukit Pembangkit Innovative [100%] | E100000121001 [100%] | PT Bukit Asam Tbk [59.8%]; PT PLN (Persero) [37.3%]; unknown [3.0%] | E100001000746 [59.8%]; E100000000537 [37.3%]; E100000132388 [3.0%] | 110 | operating | 2015 |  |  | subcritical | subbituminous | [5 empty] | East Merapi (Merapi Timur) | Lahat | Sumatera | South-eastern Asia | Asia | -3.7251 | 103.6904 | exact | [6 empty] | no
G100000114349 | L100000104618 | Indonesia | https://www.gem.wiki/Bantaeng_BSE_power_station | Bantaeng BSE power station | Unit 1 | Bantaeng BSE Unit 1 | 班塔恩燃煤电站 |  | PT Bantaeng Sigma Energy [100%] | E100000120994 [100%] | BTN Power; PT Biidznillah Tambang Nusantara | E100000120119; E100000120997 | 300 | cancelled | 2023 |  |  | subcritical | unknown |  |  |  |  | Papangloe Village | Pajukkukang District | Bantaeng Regency | Sulawesi | South-eastern Asia | Asia | -5.5169 | 120.0206 | approximate | [6 empty] | no
G100000114350 | L100000104618 | Indonesia | https://www.gem.wiki/Bantaeng_BSE_power_station | Bantaeng BSE power station | Unit 2 | Bantaeng BSE Unit 2 | 班塔恩燃煤电站 |  | PT Bantaeng Sigma Energy [100%] | E100000120994 [100%] | BTN Power; PT Biidznillah Tambang Nusantara | E100000120119; E100000120997 | 300 | cancelled | 2023 |  |  | subcritical | unknown |  |  |  |  | Papangloe Village | Pajukkukang District | Bantaeng Regency | Sulawesi | South-eastern Asia | Asia | -5.5169 | 120.0206 | approximate | [6 empty] | no
G100000100530 | L100000102696 | Indonesia | https://www.gem.wiki/Banten_Labuan_power_station | Banten Labuan power station | Unit 1 | Banten Labuan Unit 1 | 拉布湾电站 |  | PT PLN Indonesia Power [100%] | E100000003758 [100%] | PT PLN (Persero) [100.0%] | E100000000537 [100.0%] | 300 | operating | 2009 |  |  | subcritical | unknown |  |  |  | bioenergy | Labuan | Labuan | Pandeglang | Jawa | South-eastern Asia | Asia | -6.3922 | 105.8278 | exact | [6 empty] | no
G100000100531 | L100000102696 | Indonesia | https://www.gem.wiki/Banten_Labuan_power_station | Banten Labuan power station | Unit 2 | Banten Labuan Unit 2 | 拉布湾电站 |  | PT PLN Indonesia Power [100%] | E100000003758 [100%] | PT PLN (Persero) [100.0%] | E100000000537 [100.0%] | 300 | operating | 2010 |  |  | subcritical | unknown |  |  |  | bioenergy | Labuan | Labuan | Pandeglang | Jawa | South-eastern Asia | Asia | -6.3922 | 105.8278 | exact | [6 empty] | no
G100000100532 | L100000102697 | Indonesia | https://www.gem.wiki/Banten_Lontar_power_station | Banten Lontar power station | Unit 1 | Banten Lontar Unit 1 | 龙湾电站 |  | PT PLN (Persero) [100%] | E100000000537 [100%] | PT PLN (Persero) [100.0%] | E100000000537 [100.0%] | 315 | operating | 2011 |  |  | subcritical | unknown |  |  |  | bioenergy |  | Kemiri | Tangerang Regency | Jawa | South-eastern Asia | Asia | -6.0589 | 106.4643 | exact | [6 empty] | no
G100000100533 | L100000102697 | Indonesia | https://www.gem.wiki/Banten_Lontar_power_station | Banten Lontar power station | Unit 2 | Banten Lontar Unit 2 | 龙湾电站 |  | PT PLN (Persero) [100%] | E100000000537 [100%] | PT PLN (Persero) [100.0%] | E100000000537 [100.0%] | 315 | operating | 2012 |  |  | subcritical | unknown |  |  |  | bioenergy |  | Kemiri | Tangerang Regency | Jawa | South-eastern Asia | Asia | -6.0589 | 106.4643 | exact | [6 empty] | no
G100000100534 | L100000102697 | Indonesia | https://www.gem.wiki/Banten_Lontar_power_station | Banten Lontar power station | Unit 3 | Banten Lontar Unit 3 | 龙湾电站 |  | PT PLN (Persero) [100%] | E100000000537 [100%] | PT PLN (Persero) [100.0%] | E100000000537 [100.0%] | 315 | operating | 2012 |  |  | subcritical | unknown |  |  |  | bioenergy |  | Kemiri | Tangerang Regency | Jawa | South-eastern Asia | Asia | -6.0589 | 106.4643 | exact | [6 empty] | no
G100000100535 | L100000102697 | Indonesia | https://www.gem.wiki/Banten_Lontar_power_station | Banten Lontar power station | Unit 4 | Banten Lontar Unit 4 | 龙湾电站 |  | PT PLN (Persero) [100%] | E100000000537 [100%] | PT PLN (Persero) [100.0%] | E100000000537 [100.0%] | 315 | operating | 2024 |  |  | ultra-supercritical | unknown | [5 empty] | Kemiri | Tangerang Regency | Jawa | South-eastern Asia | Asia | -6.0589 | 106.4643 | exact | [6 empty] | no
G100000100536 | L100000102698 | Indonesia | https://www.gem.wiki/Banten_Serang_power_station | Banten Serang power station | Unit 1 | Banten Serang Unit 1 | 云顶集团万丹电站 |  | PT Lestari Banten Energi [100%] | E100000121035 [100%] | Genting Power Holdings Ltd [55.0%]; SDIC Power Holdings Co Ltd [40.0%]; PT Hero Inti Pratama [5.0%] | E100002017194 [55.0%]; E100000001645 [40.0%]; E100002017195 [5.0%] | 660 | operating | 2017 |  |  | supercritical | unknown |  |  |  |  | Salira | Pulo Ampel | Serang | Jawa | South-eastern Asia | Asia | -5.883 | 106.0459 | exact | [6 empty] | no
G100000113817 | L100000102698 | Indonesia | https://www.gem.wiki/Banten_Serang_power_station | Banten Serang power station | Unit 2 | Banten Serang Unit 2 | 云顶集团万丹电站 |  | PT Lestari Banten Energi [100%] | E100000121035 [100%] | Genting Power Holdings Ltd [55.0%]; SDIC Power Holdings Co Ltd [40.0%]; PT Hero Inti Pratama [5.0%] | E100002017194 [55.0%]; E100000001645 [40.0%]; E100002017195 [5.0%] | 660 | cancelled | 2025 |  |  | supercritical | unknown |  |  |  |  | Salira | Pulo Ampel | Serang | Jawa | South-eastern Asia | Asia | -5.883 | 106.0459 | exact | [6 empty] | no
G100000100539 | L100000102699 | Indonesia | https://www.gem.wiki/Banten_Suralaya_power_station | Banten Suralaya power station | Phase I Unit 1 | Banten Suralaya Phase I Unit 1 | 爪哇10号 (Unit 10), Jawa-10 (Unit 10), 爪哇9号 (Unit 09), 苏娜拉亚电站, Jawa-9 (Unit 09), 苏拉拉耶 |  | PT Indonesia Power Suralaya [100%] | E100001010163 [100%] | PT PLN (Persero) | E100000000537 | 400 | operating | 1984 |  |  | subcritical | subbituminous |  |  |  | bioenergy |  | Pulomerak | Cilegon | Jawa | South-eastern Asia | Asia | -5.8919 | 106.0302 | exact | [6 empty] | no
G100000100540 | L100000102699 | Indonesia | https://www.gem.wiki/Banten_Suralaya_power_station | Banten Suralaya power station | Phase I Unit 2 | Banten Suralaya Phase I Unit 2 | 爪哇10号 (Unit 10), Jawa-10 (Unit 10), 爪哇9号 (Unit 09), 苏娜拉亚电站, Jawa-9 (Unit 09), 苏拉拉耶 |  | PT Indonesia Power Suralaya [100%] | E100001010163 [100%] | PT PLN (Persero) | E100000000537 | 400 | operating | 1985 |  |  | subcritical | subbituminous |  |  |  | bioenergy |  | Pulomerak | Cilegon | Jawa | South-eastern Asia | Asia | -5.8919 | 106.0302 | exact | [6 empty] | no
G100000100541 | L100000102699 | Indonesia | https://www.gem.wiki/Banten_Suralaya_power_station | Banten Suralaya power station | Phase I Unit 3 | Banten Suralaya Phase I Unit 3 | 爪哇10号 (Unit 10), Jawa-10 (Unit 10), 爪哇9号 (Unit 09), 苏娜拉亚电站, Jawa-9 (Unit 09), 苏拉拉耶 |  | PT Indonesia Power Suralaya [100%] | E100001010163 [100%] | PT PLN (Persero) | E100000000537 | 400 | operating | 1988 |  |  | subcritical | subbituminous |  |  |  | bioenergy |  | Pulomerak | Cilegon | Jawa | South-eastern Asia | Asia | -5.8919 | 106.0302 | exact | [6 empty] | no
G100000100542 | L100000102699 | Indonesia | https://www.gem.wiki/Banten_Suralaya_power_station | Banten Suralaya power station | Phase I Unit 4 | Banten Suralaya Phase I Unit 4 | 爪哇10号 (Unit 10), Jawa-10 (Unit 10), 爪哇9号 (Unit 09), 苏娜拉亚电站, Jawa-9 (Unit 09), 苏拉拉耶 |  | PT Indonesia Power Suralaya [100%] | E100001010163 [100%] | PT PLN (Persero) | E100000000537 | 400 | operating | 1989 |  |  | subcritical | subbituminous |  |  |  | bioenergy |  | Pulomerak | Cilegon | Jawa | South-eastern Asia | Asia | -5.8919 | 106.0302 | exact | [6 empty] | no
G100000100543 | L100000102699 | Indonesia | https://www.gem.wiki/Banten_Suralaya_power_station | Banten Suralaya power station | Phase II Unit 1 | Banten Suralaya Phase II Unit 1 | 爪哇10号 (Unit 10), Jawa-10 (Unit 10), 爪哇9号 (Unit 09), 苏娜拉亚电站, Jawa-9 (Unit 09), 苏拉拉耶 |  | PT Indonesia Power Suralaya [100%] | E100001010163 [100%] | PT PLN (Persero) | E100000000537 | 600 | operating | 1996 |  |  | subcritical | subbituminous |  |  |  | bioenergy |  | Pulomerak | Cilegon | Jawa | South-eastern Asia | Asia | -5.8919 | 106.0302 | exact | [6 empty] | no
G100000100544 | L100000102699 | Indonesia | https://www.gem.wiki/Banten_Suralaya_power_station | Banten Suralaya power station | Phase II Unit 2 | Banten Suralaya Phase II Unit 2 | 爪哇10号 (Unit 10), Jawa-10 (Unit 10), 爪哇9号 (Unit 09), 苏娜拉亚电站, Jawa-9 (Unit 09), 苏拉拉耶 |  | PT Indonesia Power Suralaya [100%] | E100001010163 [100%] | PT PLN (Persero) | E100000000537 | 600 | operating | 1997 |  |  | subcritical | subbituminous |  |  |  | bioenergy |  | Pulomerak | Cilegon | Jawa | South-eastern Asia | Asia | -5.8919 | 106.0302 | exact | [6 empty] | no
G100000100545 | L100000102699 | Indonesia | https://www.gem.wiki/Banten_Suralaya_power_station | Banten Suralaya power station | Phase II Unit 3 | Banten Suralaya Phase II Unit 3 | 爪哇10号 (Unit 10), Jawa-10 (Unit 10), 爪哇9号 (Unit 09), 苏娜拉亚电站, Jawa-9 (Unit 09), 苏拉拉耶 |  | PT Indonesia Power Suralaya [100%] | E100001010163 [100%] | PT PLN (Persero) | E100000000537 | 600 | operating | 1997 |  |  | subcritical | subbituminous |  |  |  | bioenergy |  | Pulomerak | Cilegon | Jawa | South-eastern Asia | Asia | -5.8919 | 106.0302 | exact | [6 empty] | no
G100000100537 | L100000102699 | Indonesia | https://www.gem.wiki/Banten_Suralaya_power_station | Banten Suralaya power station | Unit 08 | Banten Suralaya Unit 08 | 爪哇10号 (Unit 10), Jawa-10 (Unit 10), 爪哇9号 (Unit 09), 苏娜拉亚电站, Jawa-9 (Unit 09), 苏拉拉耶 |  | PT PLN (Persero) [100%] | E100000000537 [100%] | PT PLN (Persero) [100.0%] | E100000000537 [100.0%] | 625 | operating | 2011 |  |  | subcritical | subbituminous |  |  |  | bioenergy |  | Pulomerak | Cilegon | Jawa | South-eastern Asia | Asia | -5.8892 | 106.0336 | exact | [6 empty] | no
G100000100538 | L100000102699 | Indonesia | https://www.gem.wiki/Banten_Suralaya_power_station | Banten Suralaya power station | Unit 09 | Banten Suralaya Unit 09 | 爪哇10号 (Unit 10), Jawa-10 (Unit 10), 爪哇9号 (Unit 09), 苏娜拉亚电站, Jawa-9 (Unit 09), 苏拉拉耶 |  | PT Barito Pacific Tbk [49%]; PT PLN (Persero) [51%] | E100001000794 [49%]; E100000000537 [51%] | PT PLN (Persero) [51.0%]; PT Barito Pacific Tbk [49.0%] | E100000000537 [51.0%]; E100001000794 [49.0%] | 1000 | operating | 2025 |  |  | ultra-supercritical | subbituminous | [5 empty] | Pulomerak | Cilegon | Jawa | South-eastern Asia | Asia | -5.8892 | 106.0336 | exact | [6 empty] | no
G100000113472 | L100000102699 | Indonesia | https://www.gem.wiki/Banten_Suralaya_power_station | Banten Suralaya power station | Unit 10 | Banten Suralaya Unit 10 | 爪哇10号 (Unit 10), Jawa-10 (Unit 10), 爪哇9号 (Unit 09), 苏娜拉亚电站, Jawa-9 (Unit 09), 苏拉拉耶 |  | PT Barito Pacific Tbk [49%]; PT PLN (Persero) [51%] | E100001000794 [49%]; E100000000537 [51%] | PT PLN (Persero) [51.0%]; PT Barito Pacific Tbk [49.0%] | E100000000537 [51.0%]; E100001000794 [49.0%] | 1000 | operating | 2025 |  |  | ultra-supercritical | subbituminous | [5 empty] | Pulomerak | Cilegon | Jawa | South-eastern Asia | Asia | -5.8892 | 106.0336 | exact | [6 empty] | no
G100000100548 | L100000102796 | Indonesia | https://www.gem.wiki/Banyuasin_power_station | Banyuasin power station | Unit 1 | Banyuasin Unit 1 | 巴亚瓦信电站 |  | PT Truba Alam Manunggal Engineering Tbk [100%] | E100000121081 [100%] | Oceanwide Holdings Co Ltd [85.0%]; PT Satya Abadi Semesta [10.0%]; China Power International Development Co Ltd [5.0%] | E100000120950 [85.0%]; E100000121065 [10.0%]; E100000000483 [5.0%] | 120 | cancelled | 2021 |  |  | subcritical | unknown | [6 empty] | Banyuasin | Sumatera | South-eastern Asia | Asia | -3.3479 | 103.9005 | approximate | [6 empty] | no
G100000114171 | L100000102796 | Indonesia | https://www.gem.wiki/Banyuasin_power_station | Banyuasin power station | Unit 2 | Banyuasin Unit 2 | 巴亚瓦信电站 |  | PT Truba Alam Manunggal Engineering Tbk [100%] | E100000121081 [100%] | Oceanwide Holdings Co Ltd [85.0%]; PT Satya Abadi Semesta [10.0%]; China Power International Development Co Ltd [5.0%] | E100000120950 [85.0%]; E100000121065 [10.0%]; E100000000483 [5.0%] | 120 | cancelled | 2021 |  |  | subcritical | unknown | [6 empty] | Banyuasin | Sumatera | South-eastern Asia | Asia | -3.3479 | 103.9005 | approximate | [6 empty] | no
G100000100643 | L100000102787 | Indonesia | https://www.gem.wiki/Barru_power_station | Barru power station | Phase II Unit 1 | Barru Phase II Unit 1 | 巴鲁火电站 |  | PT PLN (Persero) [100%] | E100000000537 [100%] | PT PLN (Persero) [100.0%] | E100000000537 [100.0%] | 100 | operating | 2023 |  |  | subcritical | unknown |  |  |  |  | Lampoko | Balusu | Barru | Sulawesi | South-eastern Asia | Asia | -4.2933 | 119.6313 | exact | [6 empty] | no
G100000100641 | L100000102787 | Indonesia | https://www.gem.wiki/Barru_power_station | Barru power station | Unit 1 | Barru Unit 1 | 巴鲁火电站 |  | PT PLN (Persero) [100%] | E100000000537 [100%] | PT PLN (Persero) [100.0%] | E100000000537 [100.0%] | 50 | operating | 2013 |  |  | subcritical | unknown |  |  |  | bioenergy | Lampoko | Balusu | Barru | Sulawesi | South-eastern Asia | Asia | -4.2933 | 119.6313 | exact | [6 empty] | no
G100000100642 | L100000102787 | Indonesia | https://www.gem.wiki/Barru_power_station | Barru power station | Unit 2 | Barru Unit 2 | 巴鲁火电站 |  | PT PLN (Persero) [100%] | E100000000537 [100%] | PT PLN (Persero) [100.0%] | E100000000537 [100.0%] | 50 | operating | 2013 |  |  | subcritical | unknown |  |  |  | bioenergy | Lampoko | Balusu | Barru | Sulawesi | South-eastern Asia | Asia | -4.2933 | 119.6313 | exact | [6 empty] | no
G100000100662 | L100000102828 | Indonesia | https://www.gem.wiki/Batu_Hijau_power_station | Batu Hijau power station | Unit 1 | Batu Hijau Unit 1 | Amman Mineral power station, 安曼矿业发电站 |  | PT Amman Mineral Nusa Tenggara [100%] | E100001011092 [100%] | PT Amman Mineral Internasional Tbk [100.0%] | E100001011093 [100.0%] | 31 | operating | 1999 |  | 2024 | subcritical | unknown |  |  |  |  | Batu Hijau gold mine | Maluk | Sumbawa Barat | Nusa Tenggara | South-eastern Asia | Asia | -8.9012 | 116.7382 | exact |  |  |  | other metals & mining | power |  | no
G100000100663 | L100000102828 | Indonesia | https://www.gem.wiki/Batu_Hijau_power_station | Batu Hijau power station | Unit 2 | Batu Hijau Unit 2 | Amman Mineral power station, 安曼矿业发电站 |  | PT Amman Mineral Nusa Tenggara [100%] | E100001011092 [100%] | PT Amman Mineral Internasional Tbk [100.0%] | E100001011093 [100.0%] | 31 | operating | 1999 |  | 2024 | subcritical | unknown |  |  |  |  | Batu Hijau gold mine | Maluk | Sumbawa Barat | Nusa Tenggara | South-eastern Asia | Asia | -8.9012 | 116.7382 | exact |  |  |  | other metals & mining | power |  | no
G100000100664 | L100000102828 | Indonesia | https://www.gem.wiki/Batu_Hijau_power_station | Batu Hijau power station | Unit 3 | Batu Hijau Unit 3 | Amman Mineral power station, 安曼矿业发电站 |  | PT Amman Mineral Nusa Tenggara [100%] | E100001011092 [100%] | PT Amman Mineral Internasional Tbk [100.0%] | E100001011093 [100.0%] | 31 | operating | 1999 |  | 2024 | subcritical | unknown |  |  |  |  | Batu Hijau gold mine | Maluk | Sumbawa Barat | Nusa Tenggara | South-eastern Asia | Asia | -8.9012 | 116.7382 | exact |  |  |  | other metals & mining | power |  | no
G100000100665 | L100000102828 | Indonesia | https://www.gem.wiki/Batu_Hijau_power_station | Batu Hijau power station | Unit 4 | Batu Hijau Unit 4 | Amman Mineral power station, 安曼矿业发电站 |  | PT Amman Mineral Nusa Tenggara [100%] | E100001011092 [100%] | PT Amman Mineral Internasional Tbk [100.0%] | E100001011093 [100.0%] | 31 | operating | 1999 |  | 2024 | subcritical | unknown |  |  |  |  | Batu Hijau gold mine | Maluk | Sumbawa Barat | Nusa Tenggara | South-eastern Asia | Asia | -8.9012 | 116.7382 | exact |  |  |  | other metals & mining | power |  | no
G100001053499 | L100000102828 | Indonesia | https://www.gem.wiki/Batu_Hijau_power_station | Batu Hijau power station | Unit 5 | Batu Hijau Unit 5 | Amman Mineral power station, 安曼矿业发电站 |  | PT Amman Mineral Nusa Tenggara [100%] | E100001011092 [100%] | PT Amman Mineral Internasional Tbk [100.0%] | E100001011093 [100.0%] | 150 | cancelled | 2024 |  |  | unknown | unknown |  |  |  |  | Batu Hijau gold mine | Maluk | Sumbawa Barat | Nusa Tenggara | South-eastern Asia | Asia | -8.9012 | 116.7382 | exact |  |  |  | other metals & mining | power |  | no
G100001053501 | L100000102828 | Indonesia | https://www.gem.wiki/Batu_Hijau_power_station | Batu Hijau power station | Unit 6 | Batu Hijau Unit 6 | Amman Mineral power station, 安曼矿业发电站 |  | PT Amman Mineral Nusa Tenggara [100%] | E100001011092 [100%] | PT Amman Mineral Internasional Tbk [100.0%] | E100001011093 [100.0%] | 150 | cancelled | 2024 |  |  | unknown | unknown |  |  |  |  | Batu Hijau gold mine | Maluk | Sumbawa Barat | Nusa Tenggara | South-eastern Asia | Asia | -8.9012 | 116.7382 | exact |  |  |  | other metals & mining | power |  | no
G100000113822 | L100000104396 | Indonesia | https://www.gem.wiki/Bau-Bau_Power_Station | Bau-Bau Power Station | Unit 1 | Bau-Bau Unit 1 |  |  | PT PLN (Persero) [100%] | E100000000537 [100%] | PT PLN (Persero) [100.0%] | E100000000537 [100.0%] | 30 | cancelled | 2024 |  |  | unknown | unknown |  |  |  |  | Bau-Bau |  |  | Sulawesi | South-eastern Asia | Asia | -5.4594 | 122.6059 | approximate | [6 empty] | no
G100000113823 | L100000104396 | Indonesia | https://www.gem.wiki/Bau-Bau_Power_Station | Bau-Bau Power Station | Unit 2 | Bau-Bau Unit 2 |  |  | PT PLN (Persero) [100%] | E100000000537 [100%] | PT PLN (Persero) [100.0%] | E100000000537 [100.0%] | 30 | cancelled | 2028 |  |  | unknown | unknown |  | fossil gas: natural gas | G100001072624 |  | Bau-Bau |  |  | Sulawesi | South-eastern Asia | Asia | -5.4594 | 122.6059 | approximate | [6 empty] | no
G100000115057 | L100000104826 | Indonesia | https://www.gem.wiki/Bengkayang_Power_Station | Bengkayang Power Station | Unit 1 | Bengkayang Unit 1 |  |  | PT PLN (Persero) [100%] | E100000000537 [100%] | PT PLN (Persero) [100.0%] | E100000000537 [100.0%] | 50 | operating | 2018 |  |  | unknown | unknown |  |  |  | bioenergy |  | Bengkayang |  | Kalimantan | South-eastern Asia | Asia | 0.83511 | 108.8737 | exact | [6 empty] | no
G100000115058 | L100000104826 | Indonesia | https://www.gem.wiki/Bengkayang_Power_Station | Bengkayang Power Station | Unit 2 | Bengkayang Unit 2 |  |  | PT PLN (Persero) [100%] | E100000000537 [100%] | PT PLN (Persero) [100.0%] | E100000000537 [100.0%] | 50 | operating | 2019 |  |  | unknown | unknown |  |  |  | bioenergy |  | Bengkayang |  | Kalimantan | South-eastern Asia | Asia | 0.83511 | 108.8737 | exact | [6 empty] | no
G100000100757 | L100000102707 | Indonesia | https://www.gem.wiki/Bengkulu_power_station | Bengkulu power station | Unit 1 | Bengkulu Unit 1 | 明古鲁电站, PLTU Teluk Sepang |  | PT Tenaga Listrik Bengkulu [100%] | E100000121420 [100%] | Power Construction Corporation of China Ltd [70.0%]; PT Intraco Penta Tbk [30.0%] | E100000000247 [70.0%]; E100000121030 [30.0%] | 100 | operating | 2019 |  |  | subcritical | unknown | [7 empty] | Sumatera | South-eastern Asia | Asia | -3.9123 | 102.2704 | exact | [6 empty] | no
G100000112736 | L100000102707 | Indonesia | https://www.gem.wiki/Bengkulu_power_station | Bengkulu power station | Unit 2 | Bengkulu Unit 2 | 明古鲁电站, PLTU Teluk Sepang |  | PT Tenaga Listrik Bengkulu [100%] | E100000121420 [100%] | Power Construction Corporation of China Ltd [70.0%]; PT Intraco Penta Tbk [30.0%] | E100000000247 [70.0%]; E100000121030 [30.0%] | 100 | operating | 2019 |  |  | subcritical | unknown | [7 empty] | Sumatera | South-eastern Asia | Asia | -3.9123 | 102.2704 | exact | [6 empty] | no
G100000114196 | L100000104580 | Indonesia | https://www.gem.wiki/Bintan_power_station | Bintan power station | Unit 1 | Bintan Unit 1 |  |  | PLN Unit Induk Wilayah Riau [100%] | E100000120987 [100%] | PT PLN (Persero) | E100000000537 | 100 | cancelled | 2023 |  |  | unknown | unknown |  |  |  |  | Tanjung Pinang |  |  | Sumatera | South-eastern Asia | Asia | 0.89967 | 104.6172 | exact | [6 empty] | no
G100000114197 | L100000104580 | Indonesia | https://www.gem.wiki/Bintan_power_station | Bintan power station | Unit 2 | Bintan Unit 2 |  |  | PLN Unit Induk Wilayah Riau [100%] | E100000120987 [100%] | PT PLN (Persero) | E100000000537 | 100 | cancelled | 2024 |  |  | unknown | unknown |  |  |  |  | Tanjung Pinang |  |  | Sumatera | South-eastern Asia | Asia | 0.89967 | 104.6172 | exact | [6 empty] | no
G100000100988 | L100000102701 | Indonesia | https://www.gem.wiki/Bojonegara_Serang_power_station | Bojonegara Serang power station | Unit 1 | Bojonegara Serang Unit 1 |  |  | PT Indika Energy Tbk [100%] | E100000120611 [100%] | PT Indika Energy Tbk [100.0%] | E100000120611 [100.0%] | 375 | cancelled |  |  |  | subcritical | unknown | [5 empty] | Bojonegara | Serang | Jawa | South-eastern Asia | Asia | -5.971 | 106.094 | approximate | [6 empty] | no
G100000100989 | L100000102701 | Indonesia | https://www.gem.wiki/Bojonegara_Serang_power_station | Bojonegara Serang power station | Unit 2 | Bojonegara Serang Unit 2 |  |  | PT Indika Energy Tbk [100%] | E100000120611 [100%] | PT Indika Energy Tbk [100.0%] | E100000120611 [100.0%] | 375 | cancelled |  |  |  | subcritical | unknown | [5 empty] | Bojonegara | Serang | Jawa | South-eastern Asia | Asia | -5.971 | 106.094 | approximate | [6 empty] | no
G100000101077 | L100000102776 | Indonesia | https://www.gem.wiki/BTN_Dumai_power_station | BTN Dumai power station | Unit 1 | BTN Dumai Unit 1 | Pelintung Dumai |  | PT BTN Energy Prima [100%] | E100000120992 [100%] | BTN Power | E100000120119 | 150 | cancelled |  |  |  | subcritical | unknown |  |  |  |  | Pelintung | Medang Kampai | Dumai | Sumatera | South-eastern Asia | Asia | 1.589 | 101.638 | approximate | [6 empty] | no
G100000101078 | L100000102776 | Indonesia | https://www.gem.wiki/BTN_Dumai_power_station | BTN Dumai power station | Unit 2 | BTN Dumai Unit 2 | Pelintung Dumai |  | PT BTN Energy Prima [100%] | E100000120992 [100%] | BTN Power | E100000120119 | 150 | cancelled |  |  |  | subcritical | unknown |  |  |  |  | Pelintung | Medang Kampai | Dumai | Sumatera | South-eastern Asia | Asia | 1.589 | 101.638 | approximate | [6 empty] | no
G100000101079 | L100000102776 | Indonesia | https://www.gem.wiki/BTN_Dumai_power_station | BTN Dumai power station | Unit 3 | BTN Dumai Unit 3 | Pelintung Dumai |  | PT BTN Energy Prima [100%] | E100000120992 [100%] | BTN Power | E100000120119 | 150 | cancelled |  |  |  | subcritical | unknown |  |  |  |  | Pelintung | Medang Kampai | Dumai | Sumatera | South-eastern Asia | Asia | 1.589 | 101.638 | approximate | [6 empty] | no
G100000101097 | L100000102797 | Indonesia | https://www.gem.wiki/Bukit_Asam_Muara_Enim_power_station | Bukit Asam Muara Enim power station | Unit 1 | Bukit Asam Muara Enim Unit 1 | 阿萨姆电站, 穆阿拉玉宁电站 |  | PT PLN (Persero) [100%] | E100000000537 [100%] | PT PLN (Persero) [100.0%] | E100000000537 [100.0%] | 65 | operating | 1987 |  |  | subcritical | subbituminous |  |  |  | bioenergy | Muara Enim | Lawang Kidul | Muara Enim | Sumatera | South-eastern Asia | Asia | -3.7321 | 103.7975 | exact | [6 empty] | no
G100000101098 | L100000102797 | Indonesia | https://www.gem.wiki/Bukit_Asam_Muara_Enim_power_station | Bukit Asam Muara Enim power station | Unit 2 | Bukit Asam Muara Enim Unit 2 | 阿萨姆电站, 穆阿拉玉宁电站 |  | PT PLN (Persero) [100%] | E100000000537 [100%] | PT PLN (Persero) [100.0%] | E100000000537 [100.0%] | 65 | operating | 1987 |  |  | subcritical | subbituminous |  |  |  | bioenergy | Muara Enim | Lawang Kidul | Muara Enim | Sumatera | South-eastern Asia | Asia | -3.7321 | 103.7975 | exact | [6 empty] | no
G100000101099 | L100000102797 | Indonesia | https://www.gem.wiki/Bukit_Asam_Muara_Enim_power_station | Bukit Asam Muara Enim power station | Unit 3 | Bukit Asam Muara Enim Unit 3 | 阿萨姆电站, 穆阿拉玉宁电站 |  | PT PLN (Persero) [100%] | E100000000537 [100%] | PT PLN (Persero) [100.0%] | E100000000537 [100.0%] | 65 | operating | 1994 |  |  | subcritical | subbituminous |  |  |  | bioenergy | Muara Enim | Lawang Kidul | Muara Enim | Sumatera | South-eastern Asia | Asia | -3.7321 | 103.7975 | exact | [6 empty] | no
G100000101100 | L100000102797 | Indonesia | https://www.gem.wiki/Bukit_Asam_Muara_Enim_power_station | Bukit Asam Muara Enim power station | Unit 4 | Bukit Asam Muara Enim Unit 4 | 阿萨姆电站, 穆阿拉玉宁电站 |  | PT PLN (Persero) [100%] | E100000000537 [100%] | PT PLN (Persero) [100.0%] | E100000000537 [100.0%] | 65 | operating | 1994 |  |  | subcritical | subbituminous |  |  |  | bioenergy | Muara Enim | Lawang Kidul | Muara Enim | Sumatera | South-eastern Asia | Asia | -3.7321 | 103.7975 | exact | [6 empty] | no
G100000114814 | L100000104762 | Indonesia | https://www.gem.wiki/BUMI_Sangatta_power_station | BUMI Sangatta power station | Unit 1 | BUMI Sangatta Unit 1 |  |  | PT Bumi Resources Tbk [100%] | E100001000405 [100%] | PT Bumi Resources Tbk [100.0%] | E100001000405 [100.0%] | 200 | cancelled |  |  |  | unknown | unknown |  |  |  |  | Sangatta Mining Area |  | East Kutai (Kutai Timur) | Kalimantan | South-eastern Asia | Asia | 0.605 | 117.481 | approximate | [6 empty] | no
G100000114815 | L100000104762 | Indonesia | https://www.gem.wiki/BUMI_Sangatta_power_station | BUMI Sangatta power station | Unit 2 | BUMI Sangatta Unit 2 |  |  | PT Bumi Resources Tbk [100%] | E100001000405 [100%] | PT Bumi Resources Tbk [100.0%] | E100001000405 [100.0%] | 200 | cancelled |  |  |  | unknown | unknown |  |  |  |  | Sangatta Mining Area |  | East Kutai (Kutai Timur) | Kalimantan | South-eastern Asia | Asia | 0.605 | 117.481 | approximate | [6 empty] | no
G100000101254 | L100000102691 | Indonesia | https://www.gem.wiki/Celukan_Bawang_power_station | Celukan Bawang power station | Unit 1 | Celukan Bawang Unit 1 | 华电巴厘岛电站 |  | PT General Energy Indonesia; Merryline International Pte Ltd | E100000121041; E100000121016 | China Huadian Corp Ltd; PT Singa Energy Indonesia | E100000000170; E100002000070 | 142 | operating | 2015 |  |  | subcritical | unknown |  |  |  |  | Celukan Bawang - Kab Buleleng | Gerokgak | Buleleng | Nusa Tenggara | South-eastern Asia | Asia | -8.1963 | 114.8516 | exact | [6 empty] | no
G100000101255 | L100000102691 | Indonesia | https://www.gem.wiki/Celukan_Bawang_power_station | Celukan Bawang power station | Unit 2 | Celukan Bawang Unit 2 | 华电巴厘岛电站 |  | Merryline International Pte Ltd; PT General Energy Indonesia | E100000121041; E100000121016 | China Huadian Corp Ltd; PT Singa Energy Indonesia | E100000000170; E100002000070 | 142 | operating | 2015 |  |  | subcritical | unknown |  |  |  |  | Celukan Bawang - Kab Buleleng | Gerokgak | Buleleng | Nusa Tenggara | South-eastern Asia | Asia | -8.1963 | 114.8516 | exact | [6 empty] | no
G100000101256 | L100000102691 | Indonesia | https://www.gem.wiki/Celukan_Bawang_power_station | Celukan Bawang power station | Unit 3 | Celukan Bawang Unit 3 | 华电巴厘岛电站 |  | Merryline International Pte Ltd; PT General Energy Indonesia | E100000121041; E100000121016 | China Huadian Corp Ltd; PT Singa Energy Indonesia | E100000000170; E100002000070 | 142 | operating | 2015 |  |  | subcritical | unknown |  |  |  |  | Celukan Bawang - Kab Buleleng | Gerokgak | Buleleng | Nusa Tenggara | South-eastern Asia | Asia | -8.1963 | 114.8516 | exact | [6 empty] | no
G100000101257 | L100000102691 | Indonesia | https://www.gem.wiki/Celukan_Bawang_power_station | Celukan Bawang power station | Unit 4 | Celukan Bawang Unit 4 | 华电巴厘岛电站 |  | PT General Energy Indonesia; Merryline International Pte Ltd | E100000121041; E100000121016 | China Huadian Corp Ltd; PT Singa Energy Indonesia | E100000000170; E100002000070 | 330 | cancelled |  |  |  | subcritical | unknown |  |  |  |  | Celukan Bawang - Kab Buleleng | Gerokgak | Buleleng | Nusa Tenggara | South-eastern Asia | Asia | -8.1963 | 114.8516 | exact | [6 empty] | no
G100000101258 | L100000102691 | Indonesia | https://www.gem.wiki/Celukan_Bawang_power_station | Celukan Bawang power station | Unit 5 | Celukan Bawang Unit 5 | 华电巴厘岛电站 |  | PT General Energy Indonesia; Merryline International Pte Ltd | E100000121041; E100000121016 | China Huadian Corp Ltd; PT Singa Energy Indonesia | E100000000170; E100002000070 | 330 | cancelled |  |  |  | subcritical | unknown |  |  |  |  | Celukan Bawang - Kab Buleleng | Gerokgak | Buleleng | Nusa Tenggara | South-eastern Asia | Asia | -8.1963 | 114.8516 | exact | [6 empty] | no
G100000114188 | L100000104575 | Indonesia | https://www.gem.wiki/Cemindo_Gemilang_power_station | Cemindo Gemilang power station | -- | Cemindo Gemilang -- |  |  | PT Cemindo Gemilang Tbk [100%] | E100000121006 [100%] | PT Cemindo Gemilang Tbk [100.0%] | E100000121006 [100.0%] | 60 | operating | 2016 |  |  | unknown | unknown |  |  |  | bioenergy |  |  | Labak | Jawa | South-eastern Asia | Asia | -6.9508 | 106.2502 | exact |  |  |  | cement & building | power |  | no
G100000101261 | L100000102709 | Indonesia | https://www.gem.wiki/Central_Java_Power_Project | Central Java Power Project | Unit 1 | Central Java Power Project Unit 1 | PLTU Batang, 中爪哇燃煤发电项目 |  | PT Bhimasena Power Indonesia [100%] | E100000120154 [100%] | Electric Power Development Co Ltd [34.0%]; PT Alamtri Resources Indonesia Tbk [34.0%]; ITOCHU Corp [32.0%] | E100000000641 [34.0%]; E100001000782 [34.0%]; E100000001237 [32.0%] | 950 | operating | 2022 |  |  | ultra-supercritical | subbituminous |  |  |  |  | Ujungnegoro | Kandeman | Batang | Jawa | South-eastern Asia | Asia | -6.9008 | 109.8037 | exact | [6 empty] | no
G100000101262 | L100000102709 | Indonesia | https://www.gem.wiki/Central_Java_Power_Project | Central Java Power Project | Unit 2 | Central Java Power Project Unit 2 | PLTU Batang, 中爪哇燃煤发电项目 |  | PT Bhimasena Power Indonesia [100%] | E100000120154 [100%] | Electric Power Development Co Ltd [34.0%]; PT Alamtri Resources Indonesia Tbk [34.0%]; ITOCHU Corp [32.0%] | E100000000641 [34.0%]; E100001000782 [34.0%]; E100000001237 [32.0%] | 950 | operating | 2022 |  |  | ultra-supercritical | subbituminous |  |  |  |  | Ujungnegoro | Kandeman | Batang | Jawa | South-eastern Asia | Asia | -6.9008 | 109.8037 | exact | [6 empty] | no
G100000101579 | L100000102813 | Indonesia | https://www.gem.wiki/Cikarang_Babelan_power_station | Cikarang Babelan power station | Unit 1 | Cikarang Babelan Unit 1 |  |  | PT Cikarang Listrindo Tbk [100%] | E100000001946 [100%] | PT Cikarang Listrindo Tbk [100.0%] | E100000001946 [100.0%] | 140 | operating | 2017 |  |  | subcritical | unknown [90%] |  |  |  | bioenergy | Muara Bakti | Babelan | Bekasi | Jawa | South-eastern Asia | Asia | -6.1161 | 107.052 | exact |  |  |  | industrial park |  |  | no
G100000101580 | L100000102813 | Indonesia | https://www.gem.wiki/Cikarang_Babelan_power_station | Cikarang Babelan power station | Unit 2 | Cikarang Babelan Unit 2 |  |  | PT Cikarang Listrindo Tbk [100%] | E100000001946 [100%] | PT Cikarang Listrindo Tbk [100.0%] | E100000001946 [100.0%] | 140 | operating | 2017 |  |  | subcritical | unknown [90%] |  |  |  | bioenergy | Muara Bakti | Babelan | Bekasi | Jawa | South-eastern Asia | Asia | -6.1161 | 107.052 | exact |  |  |  | industrial park |  |  | no
G100000101586 | L100000102711 | Indonesia | https://www.gem.wiki/Cilacap_Sumber_power_station | Cilacap Sumber power station | Phase I Unit 1 | Cilacap Sumber Phase I Unit 1 | Jawa-8 (Phase III Unit 4), 芝拉扎电站 |  | PT Sumber Segara Primadaya [100%] | E100000121072 [100%] | PT Sumberenergy Sakti Prima [51.0%]; PT PLN (Persero) [49.0%] | E100001011313 [51.0%]; E100000000537 [49.0%] | 300 | operating | 2006 |  |  | subcritical | subbituminous |  |  |  |  | Karangkandri | Kesugihan | Cilacap | Jawa | South-eastern Asia | Asia | -7.6857 | 109.0898 | exact | [6 empty] | no
G100000101587 | L100000102711 | Indonesia | https://www.gem.wiki/Cilacap_Sumber_power_station | Cilacap Sumber power station | Phase I Unit 2 | Cilacap Sumber Phase I Unit 2 | Jawa-8 (Phase III Unit 4), 芝拉扎电站 |  | PT Sumber Segara Primadaya [100%] | E100000121072 [100%] | PT Sumberenergy Sakti Prima [51.0%]; PT PLN (Persero) [49.0%] | E100001011313 [51.0%]; E100000000537 [49.0%] | 300 | operating | 2006 |  |  | subcritical | subbituminous |  |  |  |  | Karangkandri | Kesugihan | Cilacap | Jawa | South-eastern Asia | Asia | -7.6857 | 109.0898 | exact | [6 empty] | no
G100000101588 | L100000102711 | Indonesia | https://www.gem.wiki/Cilacap_Sumber_power_station | Cilacap Sumber power station | Phase II Unit 3 | Cilacap Sumber Phase II Unit 3 | Jawa-8 (Phase III Unit 4), 芝拉扎电站 |  | PT Sumber Segara Primadaya [100%] | E100000121072 [100%] | PT Sumberenergy Sakti Prima [51.0%]; PT PLN (Persero) [49.0%] | E100001011313 [51.0%]; E100000000537 [49.0%] | 660 | operating | 2016 |  |  | supercritical | subbituminous |  |  |  |  | Karangkandri | Kesugihan | Cilacap | Jawa | South-eastern Asia | Asia | -7.6832 | 109.0964 | exact | [6 empty] | no
G100000101589 | L100000102711 | Indonesia | https://www.gem.wiki/Cilacap_Sumber_power_station | Cilacap Sumber power station | Phase III Unit 4 | Cilacap Sumber Phase III Unit 4 | Jawa-8 (Phase III Unit 4), 芝拉扎电站 |  | PT Sumber Segara Primadaya [100%] | E100000121072 [100%] | PT Sumberenergy Sakti Prima [51.0%]; PT PLN (Persero) [49.0%] | E100001011313 [51.0%]; E100000000537 [49.0%] | 1000 | operating | 2019 |  |  | ultra-supercritical | subbituminous |  |  |  |  | Karangkandri | Kesugihan | Cilacap | Jawa | South-eastern Asia | Asia | -7.6832 | 109.0964 | exact | [6 empty] | no
G100000101581 | L100000102710 | Indonesia | https://www.gem.wiki/Cilacap_power_station | Cilacap power station | Unit 1 | Cilacap Unit 1 | 芝拉扎电站 |  | PT Jawa Energy [100%] | E100000121031 [100%] | Siemens AG [50.0%]; YTL Corporation Bhd [20.0%]; PT Bumipertiwi Tatapradipta [15.0%] | E100000000436 [50.0%]; E100000000707 [20.0%]; E100000121003 [15.0%] | 1000 | cancelled |  |  |  | ultra-supercritical | subbituminous |  |  |  |  | Bunton | Adipala | Cilacap | Jawa | South-eastern Asia | Asia | -7.684 | 109.131 | approximate | [6 empty] | no
G100000101582 | L100000102710 | Indonesia | https://www.gem.wiki/Cilacap_power_station | Cilacap power station | Unit 2 | Cilacap Unit 2 | 芝拉扎电站 |  | PT Jawa Energy [100%] | E100000121031 [100%] | Siemens AG [50.0%]; YTL Corporation Bhd [20.0%]; PT Bumipertiwi Tatapradipta [15.0%] | E100000000436 [50.0%]; E100000000707 [20.0%]; E100000121003 [15.0%] | 1000 | cancelled |  |  |  | ultra-supercritical | subbituminous |  |  |  |  | Bunton | Adipala | Cilacap | Jawa | South-eastern Asia | Asia | -7.684 | 109.131 | approximate | [6 empty] | no
G100000101583 | L100000102710 | Indonesia | https://www.gem.wiki/Cilacap_power_station | Cilacap power station | Unit 3 | Cilacap Unit 3 | 芝拉扎电站 |  | PT Jawa Energy [100%] | E100000121031 [100%] | Siemens AG [50.0%]; YTL Corporation Bhd [20.0%]; PT Bumipertiwi Tatapradipta [15.0%] | E100000000436 [50.0%]; E100000000707 [20.0%]; E100000121003 [15.0%] | 1000 | cancelled |  |  |  | ultra-supercritical | subbituminous |  |  |  |  | Bunton | Adipala | Cilacap | Jawa | South-eastern Asia | Asia | -7.684 | 109.131 | approximate | [6 empty] | no
G100000101584 | L100000102710 | Indonesia | https://www.gem.wiki/Cilacap_power_station | Cilacap power station | Unit 4 | Cilacap Unit 4 | 芝拉扎电站 |  | PT Jawa Energy [100%] | E100000121031 [100%] | Siemens AG [50.0%]; YTL Corporation Bhd [20.0%]; PT Bumipertiwi Tatapradipta [15.0%] | E100000000436 [50.0%]; E100000000707 [20.0%]; E100000121003 [15.0%] | 1000 | cancelled |  |  |  | ultra-supercritical | subbituminous |  |  |  |  | Bunton | Adipala | Cilacap | Jawa | South-eastern Asia | Asia | -7.684 | 109.131 | approximate | [6 empty] | no
G100000101585 | L100000102710 | Indonesia | https://www.gem.wiki/Cilacap_power_station | Cilacap power station | Unit 5 | Cilacap Unit 5 | 芝拉扎电站 |  | PT Jawa Energy [100%] | E100000121031 [100%] | Siemens AG [50.0%]; YTL Corporation Bhd [20.0%]; PT Bumipertiwi Tatapradipta [15.0%] | E100000000436 [50.0%]; E100000000707 [20.0%]; E100000121003 [15.0%] | 1000 | cancelled |  |  |  | ultra-supercritical | subbituminous |  |  |  |  | Bunton | Adipala | Cilacap | Jawa | South-eastern Asia | Asia | -7.684 | 109.131 | approximate | [6 empty] | no
G100000113842 | L100000104397 | Indonesia | https://www.gem.wiki/Cilegon_PTIP_Power_Station | Cilegon PTIP Power Station | -- | Cilegon PTIP -- |  |  | PT Indorama Petrochemicals [100%] | E100000121028 [100%] | Indorama Ventures PCL | E100000120621 | 40 | operating | 2017 |  | 2028 | subcritical | unknown |  |  |  |  | Ciwandan - Cilegon |  |  | Jawa | South-eastern Asia | Asia | -6.0239 | 105.9501 | exact |  |  |  | chemicals |  |  | no
G100000101590 | L100000102814 | Indonesia | https://www.gem.wiki/Cirebon_power_station | Cirebon power station | Unit 1 | Cirebon Unit 1 | 井里汶电站 |  | PT Cirebon Electric Power [100%] | E100000121008 [100%] | Marubeni Corp [32.5%]; Korea Electric Power Corp [27.5%]; PT Indika Energy Tbk [20.0%]; Samchully Co Ltd | E100000000649 [32.5%]; E100000000947 [27.5%]; E100000120611 [20.0%]; E100000000958 | 660 | operating | 2012 |  | 2042 | supercritical | unknown |  |  |  |  | Kanci Kulon | Astanajapura | Cirebon | Jawa | South-eastern Asia | Asia | -6.7703 | 108.6149 | exact | [6 empty] | no
G100000101591 | L100000102814 | Indonesia | https://www.gem.wiki/Cirebon_power_station | Cirebon power station | Unit 2 | Cirebon Unit 2 | 井里汶电站 |  | PT Cirebon Electric Power [100%] | E100000121008 [100%] | Marubeni Corp [32.5%]; Korea Electric Power Corp [27.5%]; PT Indika Energy Tbk [20.0%]; Samchully Co Ltd | E100000000649 [32.5%]; E100000000947 [27.5%]; E100000120611 [20.0%]; E100000000958 | 924 | operating | 2023 |  |  | ultra-supercritical | unknown |  |  |  |  | Kanci Kulon | Astanajapura | Cirebon | Jawa | South-eastern Asia | Asia | -6.7703 | 108.6149 | exact | [6 empty] | no
G100000112733 | L100000102814 | Indonesia | https://www.gem.wiki/Cirebon_power_station | Cirebon power station | Unit 3 | Cirebon Unit 3 | 井里汶电站 |  | PT Cirebon Electric Power [100%] | E100000121008 [100%] | Marubeni Corp [32.5%]; Korea Electric Power Corp [27.5%]; PT Indika Energy Tbk [20.0%]; Samchully Co Ltd | E100000000649 [32.5%]; E100000000947 [27.5%]; E100000120611 [20.0%]; E100000000958 | 1000 | cancelled |  |  |  | ultra-supercritical | unknown |  |  |  |  | Kanci Kulon | Astanajapura | Cirebon | Jawa | South-eastern Asia | Asia | -6.7703 | 108.6149 | exact | [6 empty] | no
G100000114341 | L100000104617 | Indonesia | https://www.gem.wiki/Delong_Nickel_Phase_I_power_station | Delong Nickel Phase I power station | Unit 1 | Delong Nickel Phase I Unit 1 | 德龙镍业印尼肯达里自备电厂一期 |  | PT Virtue Dragon Nickel Industry [100%] | E100000121531 [100%] | unknown | E100000132388 | 30 | operating | 2018 |  |  | unknown | unknown | [5 empty] | Kendari |  | Sulawesi | South-eastern Asia | Asia | -3.9075 | 122.4193 | exact |  |  |  | nickel | power |  | no
G100000114342 | L100000104617 | Indonesia | https://www.gem.wiki/Delong_Nickel_Phase_I_power_station | Delong Nickel Phase I power station | Unit 2 | Delong Nickel Phase I Unit 2 | 德龙镍业印尼肯达里自备电厂一期 |  | PT Virtue Dragon Nickel Industry [100%] | E100000121531 [100%] | unknown | E100000132388 | 30 | operating | 2018 |  |  | unknown | unknown | [5 empty] | Kendari |  | Sulawesi | South-eastern Asia | Asia | -3.9075 | 122.4193 | exact |  |  |  | nickel | power |  | no
G100000114343 | L100000104617 | Indonesia | https://www.gem.wiki/Delong_Nickel_Phase_I_power_station | Delong Nickel Phase I power station | Unit 3 | Delong Nickel Phase I Unit 3 | 德龙镍业印尼肯达里自备电厂一期 |  | PT Virtue Dragon Nickel Industry [100%] | E100000121531 [100%] | unknown | E100000132388 | 50 | operating | 2019 |  |  | unknown | unknown | [5 empty] | Kendari |  | Sulawesi | South-eastern Asia | Asia | -3.9075 | 122.4193 | exact |  |  |  | nickel | power |  | no
G100000114344 | L100000104617 | Indonesia | https://www.gem.wiki/Delong_Nickel_Phase_I_power_station | Delong Nickel Phase I power station | Unit 4 | Delong Nickel Phase I Unit 4 | 德龙镍业印尼肯达里自备电厂一期 |  | PT Virtue Dragon Nickel Industry [100%] | E100000121531 [100%] | unknown | E100000132388 | 50 | operating | 2019 |  |  | unknown | unknown | [5 empty] | Kendari |  | Sulawesi | South-eastern Asia | Asia | -3.9075 | 122.4193 | exact |  |  |  | nickel | power |  | no
G100000114345 | L100000104617 | Indonesia | https://www.gem.wiki/Delong_Nickel_Phase_I_power_station | Delong Nickel Phase I power station | Unit 5 | Delong Nickel Phase I Unit 5 | 德龙镍业印尼肯达里自备电厂一期 |  | PT Virtue Dragon Nickel Industry [100%] | E100000121531 [100%] | unknown | E100000132388 | 60 | operating | 2019 |  |  | unknown | unknown | [5 empty] | Kendari |  | Sulawesi | South-eastern Asia | Asia | -3.9075 | 122.4193 | exact |  |  |  | nickel | power |  | no
G100000114346 | L100000104617 | Indonesia | https://www.gem.wiki/Delong_Nickel_Phase_I_power_station | Delong Nickel Phase I power station | Unit 6 | Delong Nickel Phase I Unit 6 | 德龙镍业印尼肯达里自备电厂一期 |  | PT Virtue Dragon Nickel Industry [100%] | E100000121531 [100%] | unknown | E100000132388 | 60 | operating | 2019 |  |  | unknown | unknown | [5 empty] | Kendari |  | Sulawesi | South-eastern Asia | Asia | -3.9075 | 122.4193 | exact |  |  |  | nickel | power |  | no
G100000114347 | L100000104617 | Indonesia | https://www.gem.wiki/Delong_Nickel_Phase_I_power_station | Delong Nickel Phase I power station | Unit 7 | Delong Nickel Phase I Unit 7 | 德龙镍业印尼肯达里自备电厂一期 |  | PT Virtue Dragon Nickel Industry [100%] | E100000121531 [100%] | unknown | E100000132388 | 125 | operating | 2018 |  |  | unknown | unknown | [5 empty] | Kendari |  | Sulawesi | South-eastern Asia | Asia | -3.9075 | 122.4193 | exact |  |  |  | nickel | power |  | no
G100000114348 | L100000104617 | Indonesia | https://www.gem.wiki/Delong_Nickel_Phase_I_power_station | Delong Nickel Phase I power station | Unit 8 | Delong Nickel Phase I Unit 8 | 德龙镍业印尼肯达里自备电厂一期 |  | PT Virtue Dragon Nickel Industry [100%] | E100000121531 [100%] | unknown | E100000132388 | 125 | operating | 2018 |  |  | unknown | unknown | [5 empty] | Kendari |  | Sulawesi | South-eastern Asia | Asia | -3.9075 | 122.4193 | exact |  |  |  | nickel | power |  | no
G100000114331 | L100000105022 | Indonesia | https://www.gem.wiki/Delong_Nickel_Phase_II_power_station | Delong Nickel Phase II power station | Unit 01 | Delong Nickel Phase II Unit 01 | 德龙镍业印尼肯达里自备电厂二期 |  | PT Obsidian Stainless Steel [100%] | E100000121048 [100%] | Xiamen Xiangyu Group Co Ltd [51.0%]; Jiangsu Delong Nickel Industry Co Ltd [49.0%] | E100000121550 [51.0%]; E100000126498 [49.0%] | 135 | operating | 2020 |  |  | unknown | unknown | [5 empty] | Kendari |  | Sulawesi | South-eastern Asia | Asia | -3.8279 | 122.4683 | exact |  |  |  | nickel | power |  | no
G100000114333 | L100000105022 | Indonesia | https://www.gem.wiki/Delong_Nickel_Phase_II_power_station | Delong Nickel Phase II power station | Unit 02 | Delong Nickel Phase II Unit 02 | 德龙镍业印尼肯达里自备电厂二期 |  | PT Obsidian Stainless Steel [100%] | E100000121048 [100%] | Xiamen Xiangyu Group Co Ltd [51.0%]; Jiangsu Delong Nickel Industry Co Ltd [49.0%] | E100000121550 [51.0%]; E100000126498 [49.0%] | 135 | operating | 2020 |  |  | unknown | unknown | [5 empty] | Kendari |  | Sulawesi | South-eastern Asia | Asia | -3.8279 | 122.4683 | exact |  |  |  | nickel | power |  | no
G100000114334 | L100000105022 | Indonesia | https://www.gem.wiki/Delong_Nickel_Phase_II_power_station | Delong Nickel Phase II power station | Unit 03 | Delong Nickel Phase II Unit 03 | 德龙镍业印尼肯达里自备电厂二期 |  | PT Obsidian Stainless Steel [100%] | E100000121048 [100%] | Xiamen Xiangyu Group Co Ltd [51.0%]; Jiangsu Delong Nickel Industry Co Ltd [49.0%] | E100000121550 [51.0%]; E100000126498 [49.0%] | 135 | operating | 2020 |  |  | unknown | unknown | [5 empty] | Kendari |  | Sulawesi | South-eastern Asia | Asia | -3.8279 | 122.4683 | exact |  |  |  | nickel | power |  | no
G100000114335 | L100000105022 | Indonesia | https://www.gem.wiki/Delong_Nickel_Phase_II_power_station | Delong Nickel Phase II power station | Unit 04 | Delong Nickel Phase II Unit 04 | 德龙镍业印尼肯达里自备电厂二期 |  | PT Obsidian Stainless Steel [100%] | E100000121048 [100%] | Xiamen Xiangyu Group Co Ltd [51.0%]; Jiangsu Delong Nickel Industry Co Ltd [49.0%] | E100000121550 [51.0%]; E100000126498 [49.0%] | 135 | operating | 2021 |  |  | unknown | unknown | [5 empty] | Kendari |  | Sulawesi | South-eastern Asia | Asia | -3.8279 | 122.4683 | exact |  |  |  | nickel | power |  | no
G100000114336 | L100000105022 | Indonesia | https://www.gem.wiki/Delong_Nickel_Phase_II_power_station | Delong Nickel Phase II power station | Unit 05 | Delong Nickel Phase II Unit 05 | 德龙镍业印尼肯达里自备电厂二期 |  | PT Obsidian Stainless Steel [100%] | E100000121048 [100%] | Xiamen Xiangyu Group Co Ltd [51.0%]; Jiangsu Delong Nickel Industry Co Ltd [49.0%] | E100000121550 [51.0%]; E100000126498 [49.0%] | 135 | operating | 2021 |  |  | unknown | unknown | [5 empty] | Kendari |  | Sulawesi | South-eastern Asia | Asia | -3.8283 | 122.4662 | exact |  |  |  | nickel | power |  | no
G100000114337 | L100000105022 | Indonesia | https://www.gem.wiki/Delong_Nickel_Phase_II_power_station | Delong Nickel Phase II power station | Unit 06 | Delong Nickel Phase II Unit 06 | 德龙镍业印尼肯达里自备电厂二期 |  | PT Obsidian Stainless Steel [100%] | E100000121048 [100%] | Xiamen Xiangyu Group Co Ltd [51.0%]; Jiangsu Delong Nickel Industry Co Ltd [49.0%] | E100000121550 [51.0%]; E100000126498 [49.0%] | 135 | operating | 2021 |  |  | unknown | unknown | [5 empty] | Kendari |  | Sulawesi | South-eastern Asia | Asia | -3.8283 | 122.4662 | exact |  |  |  | nickel | power |  | no
G100000114338 | L100000105022 | Indonesia | https://www.gem.wiki/Delong_Nickel_Phase_II_power_station | Delong Nickel Phase II power station | Unit 07 | Delong Nickel Phase II Unit 07 | 德龙镍业印尼肯达里自备电厂二期 |  | PT Obsidian Stainless Steel [100%] | E100000121048 [100%] | Xiamen Xiangyu Group Co Ltd [51.0%]; Jiangsu Delong Nickel Industry Co Ltd [49.0%] | E100000121550 [51.0%]; E100000126498 [49.0%] | 135 | operating | 2021 |  |  | unknown | unknown | [5 empty] | Kendari |  | Sulawesi | South-eastern Asia | Asia | -3.8283 | 122.4662 | exact |  |  |  | nickel | power |  | no
G100000114339 | L100000105022 | Indonesia | https://www.gem.wiki/Delong_Nickel_Phase_II_power_station | Delong Nickel Phase II power station | Unit 08 | Delong Nickel Phase II Unit 08 | 德龙镍业印尼肯达里自备电厂二期 |  | PT Obsidian Stainless Steel [100%] | E100000121048 [100%] | Xiamen Xiangyu Group Co Ltd [51.0%]; Jiangsu Delong Nickel Industry Co Ltd [49.0%] | E100000121550 [51.0%]; E100000126498 [49.0%] | 135 | operating | 2021 |  |  | unknown | unknown | [5 empty] | Kendari |  | Sulawesi | South-eastern Asia | Asia | -3.8283 | 122.4662 | exact |  |  |  | nickel | power |  | no
G100000114340 | L100000105022 | Indonesia | https://www.gem.wiki/Delong_Nickel_Phase_II_power_station | Delong Nickel Phase II power station | Unit 09 | Delong Nickel Phase II Unit 09 | 德龙镍业印尼肯达里自备电厂二期 |  | PT Obsidian Stainless Steel [100%] | E100000121048 [100%] | Xiamen Xiangyu Group Co Ltd [51.0%]; Jiangsu Delong Nickel Industry Co Ltd [49.0%] | E100000121550 [51.0%]; E100000126498 [49.0%] | 380 | operating | 2022 |  |  | unknown | unknown | [5 empty] | Kendari |  | Sulawesi | South-eastern Asia | Asia | -3.8275 | 122.4628 | exact |  |  |  | nickel | power |  | no
G100000114332 | L100000105022 | Indonesia | https://www.gem.wiki/Delong_Nickel_Phase_II_power_station | Delong Nickel Phase II power station | Unit 10 | Delong Nickel Phase II Unit 10 | 德龙镍业印尼肯达里自备电厂二期 |  | PT Obsidian Stainless Steel [100%] | E100000121048 [100%] | Xiamen Xiangyu Group Co Ltd [51.0%]; Jiangsu Delong Nickel Industry Co Ltd [49.0%] | E100000121550 [51.0%]; E100000126498 [49.0%] | 380 | operating | 2021 |  |  | unknown | unknown | [5 empty] | Kendari |  | Sulawesi | South-eastern Asia | Asia | -3.8275 | 122.4628 | exact |  |  |  | nickel | power |  | no
G100000115354 | L100000105022 | Indonesia | https://www.gem.wiki/Delong_Nickel_Phase_II_power_station | Delong Nickel Phase II power station | Unit 11 | Delong Nickel Phase II Unit 11 | 德龙镍业印尼肯达里自备电厂二期 |  | PT Obsidian Stainless Steel [100%] | E100000121048 [100%] | Xiamen Xiangyu Group Co Ltd [51.0%]; Jiangsu Delong Nickel Industry Co Ltd [49.0%] | E100000121550 [51.0%]; E100000126498 [49.0%] | 380 | cancelled |  |  |  | unknown | unknown | [5 empty] | Kendari |  | Sulawesi | South-eastern Asia | Asia | -3.8275 | 122.4628 | exact |  |  |  | nickel | power |  | no
G100000115105 | L100000104841 | Indonesia | https://www.gem.wiki/Delong_Nickel_Phase_III_power_station | Delong Nickel Phase III power station | Unit 01 | Delong Nickel Phase III Unit 01 | 德龙镍业印尼自备电厂三期 |  | PT Gunbuster Nickel Industry [100%] | E100000121018 [100%] | Jiangsu Delong Nickel Industry Co Ltd | E100000126498 | 135 | operating | 2021 |  |  | unknown | unknown |  |  |  |  | Bungintimbe | Petasia | Morowali Regency | Sulawesi | South-eastern Asia | Asia | -2.0047 | 121.4381 | exact |  |  |  | nickel | power |  | no
G100000115106 | L100000104841 | Indonesia | https://www.gem.wiki/Delong_Nickel_Phase_III_power_station | Delong Nickel Phase III power station | Unit 02 | Delong Nickel Phase III Unit 02 | 德龙镍业印尼自备电厂三期 |  | PT Gunbuster Nickel Industry [100%] | E100000121018 [100%] | Jiangsu Delong Nickel Industry Co Ltd | E100000126498 | 135 | operating | 2022 |  |  | unknown | unknown |  |  |  |  | Bungintimbe | Petasia | Morowali Regency | Sulawesi | South-eastern Asia | Asia | -2.0047 | 121.4381 | exact |  |  |  | nickel | power |  | no
G100000115107 | L100000104841 | Indonesia | https://www.gem.wiki/Delong_Nickel_Phase_III_power_station | Delong Nickel Phase III power station | Unit 03 | Delong Nickel Phase III Unit 03 | 德龙镍业印尼自备电厂三期 |  | PT Gunbuster Nickel Industry [100%] | E100000121018 [100%] | Jiangsu Delong Nickel Industry Co Ltd | E100000126498 | 135 | operating | 2022 |  |  | unknown | unknown |  |  |  |  | Bungintimbe | Petasia | Morowali Regency | Sulawesi | South-eastern Asia | Asia | -2.0047 | 121.4381 | exact |  |  |  | nickel | power |  | no
G100000115108 | L100000104841 | Indonesia | https://www.gem.wiki/Delong_Nickel_Phase_III_power_station | Delong Nickel Phase III power station | Unit 04 | Delong Nickel Phase III Unit 04 | 德龙镍业印尼自备电厂三期 |  | PT Gunbuster Nickel Industry [100%] | E100000121018 [100%] | Jiangsu Delong Nickel Industry Co Ltd | E100000126498 | 135 | operating | 2022 |  |  | unknown | unknown |  |  |  |  | Bungintimbe | Petasia | Morowali Regency | Sulawesi | South-eastern Asia | Asia | -2.0047 | 121.4381 | exact |  |  |  | nickel | power |  | no
G100000115109 | L100000104841 | Indonesia | https://www.gem.wiki/Delong_Nickel_Phase_III_power_station | Delong Nickel Phase III power station | Unit 05 | Delong Nickel Phase III Unit 05 | 德龙镍业印尼自备电厂三期 |  | PT Gunbuster Nickel Industry [100%] | E100000121018 [100%] | Jiangsu Delong Nickel Industry Co Ltd | E100000126498 | 135 | operating | 2022 |  |  | unknown | unknown |  |  |  |  | Bungintimbe | Petasia | Morowali Regency | Sulawesi | South-eastern Asia | Asia | -2.0047 | 121.4381 | exact |  |  |  | nickel | power |  | no
G100000115110 | L100000104841 | Indonesia | https://www.gem.wiki/Delong_Nickel_Phase_III_power_station | Delong Nickel Phase III power station | Unit 06 | Delong Nickel Phase III Unit 06 | 德龙镍业印尼自备电厂三期 |  | PT Gunbuster Nickel Industry [100%] | E100000121018 [100%] | Jiangsu Delong Nickel Industry Co Ltd | E100000126498 | 135 | operating | 2022 |  |  | unknown | unknown |  |  |  |  | Bungintimbe | Petasia | Morowali Regency | Sulawesi | South-eastern Asia | Asia | -2.0047 | 121.4381 | exact |  |  |  | nickel | power |  | no
G100000115111 | L100000104841 | Indonesia | https://www.gem.wiki/Delong_Nickel_Phase_III_power_station | Delong Nickel Phase III power station | Unit 07 | Delong Nickel Phase III Unit 07 | 德龙镍业印尼自备电厂三期 |  | PT Gunbuster Nickel Industry [100%] | E100000121018 [100%] | Jiangsu Delong Nickel Industry Co Ltd | E100000126498 | 20 | operating | 2023 |  |  | unknown | unknown |  |  |  |  | Bungintimbe | Petasia | Morowali Regency | Sulawesi | South-eastern Asia | Asia | -2.0047 | 121.4381 | exact |  |  |  | nickel | power |  | no
G100000115349 | L100000104841 | Indonesia | https://www.gem.wiki/Delong_Nickel_Phase_III_power_station | Delong Nickel Phase III power station | Unit 08 | Delong Nickel Phase III Unit 08 | 德龙镍业印尼自备电厂三期 |  | PT Gunbuster Nickel Industry [100%] | E100000121018 [100%] | Jiangsu Delong Nickel Industry Co Ltd | E100000126498 | 150 | shelved |  |  |  | unknown | unknown |  |  |  |  | Bungintimbe | Petasia | Morowali Regency | Sulawesi | South-eastern Asia | Asia | -2.0047 | 121.4381 | exact |  |  |  | nickel | power |  | no
G100000115350 | L100000104841 | Indonesia | https://www.gem.wiki/Delong_Nickel_Phase_III_power_station | Delong Nickel Phase III power station | Unit 09 | Delong Nickel Phase III Unit 09 | 德龙镍业印尼自备电厂三期 |  | PT Gunbuster Nickel Industry [100%] | E100000121018 [100%] | Jiangsu Delong Nickel Industry Co Ltd | E100000126498 | 300 | shelved |  |  |  | unknown | unknown |  |  |  |  | Bungintimbe | Petasia | Morowali Regency | Sulawesi | South-eastern Asia | Asia | -2.0047 | 121.4381 | exact |  |  |  | nickel | power |  | no
G100000115351 | L100000104841 | Indonesia | https://www.gem.wiki/Delong_Nickel_Phase_III_power_station | Delong Nickel Phase III power station | Unit 10 | Delong Nickel Phase III Unit 10 | 德龙镍业印尼自备电厂三期 |  | PT Gunbuster Nickel Industry [100%] | E100000121018 [100%] | Jiangsu Delong Nickel Industry Co Ltd | E100000126498 | 300 | shelved |  |  |  | unknown | unknown |  |  |  |  | Bungintimbe | Petasia | Morowali Regency | Sulawesi | South-eastern Asia | Asia | -2.0047 | 121.4381 | exact |  |  |  | nickel | power |  | no
G100000115352 | L100000104841 | Indonesia | https://www.gem.wiki/Delong_Nickel_Phase_III_power_station | Delong Nickel Phase III power station | Unit 11 | Delong Nickel Phase III Unit 11 | 德龙镍业印尼自备电厂三期 |  | PT Gunbuster Nickel Industry [100%] | E100000121018 [100%] | Jiangsu Delong Nickel Industry Co Ltd | E100000126498 | 300 | shelved |  |  |  | unknown | unknown |  |  |  |  | Bungintimbe | Petasia | Morowali Regency | Sulawesi | South-eastern Asia | Asia | -2.0047 | 121.4381 | exact |  |  |  | nickel | power |  | no
G100000115353 | L100000104841 | Indonesia | https://www.gem.wiki/Delong_Nickel_Phase_III_power_station | Delong Nickel Phase III power station | Unit 12 | Delong Nickel Phase III Unit 12 | 德龙镍业印尼自备电厂三期 |  | PT Gunbuster Nickel Industry [100%] | E100000121018 [100%] | Jiangsu Delong Nickel Industry Co Ltd | E100000126498 | 300 | shelved |  |  |  | unknown | unknown |  |  |  |  | Bungintimbe | Petasia | Morowali Regency | Sulawesi | South-eastern Asia | Asia | -2.0047 | 121.4381 | exact |  |  |  | nickel | power |  | no
G100000115905 | L100000104979 | Indonesia | https://www.gem.wiki/AlamTri_Aluminum_Smelter_power_station | AlamTri Aluminum Smelter power station | Phase II Unit 1 | AlamTri Aluminum Smelter Phase II Unit 1 | PT Kalimantan Industrial Park Indonesia power station, Adaro Aluminum Smelter power station |  | PT Kaltara Power Indonesia [100%] | E100000120702 [100%] | PT Alamtri Resources Indonesia Tbk [84.0%]; PT Cita Mineral Investindo Tbk [16.0%] | E100001000782 [84.0%]; E100002018990 [16.0%] | 150 | construction | 2026 |  |  | unknown | unknown | [5 empty] | Tanah Kuning | Bulungan | Kalimantan | South-eastern Asia | Asia | 2.4947 | 117.9002 | exact |  |  |  | aluminum | power |  | no
G100001031233 | L100001026019 | Indonesia | https://www.gem.wiki/Delong_Nickel_Phase_IV_power_station | Delong Nickel Phase IV power station | Unit 3 | Delong Nickel Phase IV Unit 3 | 印尼德龙四期 |  | PT Nadesico Nickel Industry [100%] | E100002005507 [100%] | Zhongwei Hong Kong Zhengbang New Energy Co Ltd [35.0%]; Jiangsu Delong Nickel Industry Co Ltd [33.0%]; Zhongwei Hong Kong Zhenghong New Energy Co Ltd [25.0%]; Tongren Zhongwei Hongling No. 1 Enterprise Management Consulting Partnership LP [7.0%] | E100002021579 [35.0%]; E100000126498 [33.0%]; E100002021578 [25.0%]; E100002021580 [7.0%] | 330 | operating | 2024 |  |  | unknown | unknown | [6 empty] | Morowali Regency | Sulawesi | South-eastern Asia | Asia | -2.0166 | 121.4312 | exact |  |  |  | nickel
G100001090880 | L100000104536 | Indonesia | https://www.gem.wiki/East_Halmahera_power_station | East Halmahera power station | -- | East Halmahera -- |  |  | PT Guna Darma Integra [100%] | E100002021407 [100%] | PT Petrindo Jaya Kreasi Tbk [90.0%]; unknown [10.0%] | E100001013271 [90.0%]; E100000132388 [10.0%] | 680 | pre-permit | 2028 |  |  | unknown | unknown |  |  |  |  | Tanjung Buli | East Halmahera |  | Maluku | South-eastern Asia | Asia | 0.84458 | 128.2494 | approximate |  |  |  | nickel
G100000113973 | L100000104536 | Indonesia | https://www.gem.wiki/East_Halmahera_power_station | East Halmahera power station | Former Unit 1 | East Halmahera Former Unit 1 |  |  | PT Tambang Batubara Bukit Asam [100%] | E100000121075 [100%] | PT Tambang Batubara Bukit Asam [100.0%] | E100000121075 [100.0%] | 45 | cancelled | 2023 |  |  | unknown | unknown |  |  |  |  | Tanjung Buli | East Halmahera |  | Maluku | South-eastern Asia | Asia | 0.84458 | 128.2494 | approximate |  |  |  | nickel |  |  | no
G100000113974 | L100000104536 | Indonesia | https://www.gem.wiki/East_Halmahera_power_station | East Halmahera power station | Former Unit 2 | East Halmahera Former Unit 2 |  |  | PT Tambang Batubara Bukit Asam [100%] | E100000121075 [100%] | PT Tambang Batubara Bukit Asam [100.0%] | E100000121075 [100.0%] | 45 | cancelled | 2023 |  |  | unknown | unknown |  |  |  |  | Tanjung Buli | East Halmahera |  | Maluku | South-eastern Asia | Asia | 0.84458 | 128.2494 | approximate |  |  |  | nickel |  |  | no
G100000114210 | L100000104536 | Indonesia | https://www.gem.wiki/East_Halmahera_power_station | East Halmahera power station | Former Unit 3 | East Halmahera Former Unit 3 |  |  | PT Tambang Batubara Bukit Asam [100%] | E100000121075 [100%] | PT Tambang Batubara Bukit Asam [100.0%] | E100000121075 [100.0%] | 60 | cancelled |  |  |  | unknown | unknown |  |  |  |  | Tanjung Buli | East Halmahera |  | Maluku | South-eastern Asia | Asia | 0.84458 | 128.2494 | approximate |  |  |  | nickel |  |  | no
G100000102626 | L100000102735 | Indonesia | https://www.gem.wiki/Embalut_power_station | Embalut power station | Unit 3 | Embalut Unit 3 |  |  | PT Cahaya Fajar Kaltim [100%] | E100000121004 [100%] | unknown [82.9%]; PT Ketenagalistrikan Kalimantan Timur [17.1%] | E100000132388 [82.9%]; E100002017179 [17.1%] | 60 | operating | 2014 |  |  | subcritical | unknown |  |  |  |  | Embalut | Tenggarong Seberang | Kutai Kartanegara | Kalimantan | South-eastern Asia | Asia | -0.3731 | 117.0625 | exact | [6 empty] | no
G100000115737 | L100000104975 | Indonesia | https://www.gem.wiki/FAJAR_power_station | FAJAR power station | Unit 1 | FAJAR Unit 1 |  |  | PT Fajar Surya Wisesa Tbk [100%] | E100000121011 [100%] | PT Fajar Surya Wisesa Tbk [100.0%] | E100000121011 [100.0%] | 55 | operating | 2017 |  |  | unknown | unknown | [6 empty] | Bekasi | Jawa | South-eastern Asia | Asia | -6.2726 | 107.124 | exact |  |  |  | pulp & paper |  |  | no
G100001031228 | L100001026019 | Indonesia | https://www.gem.wiki/Delong_Nickel_Phase_IV_power_station | Delong Nickel Phase IV power station | Unit 2 | Delong Nickel Phase IV Unit 2 | 印尼德龙四期 |  | PT Nadesico Nickel Industry [100%] | E100002005507 [100%] | Zhongwei Hong Kong Zhengbang New Energy Co Ltd [35.0%]; Jiangsu Delong Nickel Industry Co Ltd [33.0%]; Zhongwei Hong Kong Zhenghong New Energy Co Ltd [25.0%]; Tongren Zhongwei Hongling No. 1 Enterprise Management Consulting Partnership LP [7.0%] | E100002021579 [35.0%]; E100000126498 [33.0%]; E100002021578 [25.0%]; E100002021580 [7.0%] | 330 | construction |  |  |  | unknown | unknown | [6 empty] | Morowali Regency | Sulawesi | South-eastern Asia | Asia | -2.0166 | 121.4312 | exact |  |  |  | nickel
G100001052602 | L100000104979 | Indonesia | https://www.gem.wiki/AlamTri_Aluminum_Smelter_power_station | AlamTri Aluminum Smelter power station | Phase I Unit 2 | AlamTri Aluminum Smelter Phase I Unit 2 | PT Kalimantan Industrial Park Indonesia power station, Adaro Aluminum Smelter power station |  | PT Kaltara Power Indonesia [100%] | E100000120702 [100%] | PT Alamtri Resources Indonesia Tbk [84.0%]; PT Cita Mineral Investindo Tbk [16.0%] | E100001000782 [84.0%]; E100002018990 [16.0%] | 150 | construction | 2026 |  |  | unknown | unknown | [5 empty] | Tanah Kuning | Bulungan | Kalimantan | South-eastern Asia | Asia | 2.4947 | 117.9002 | exact |  |  |  | aluminum | power |  | no
G100001052603 | L100000104979 | Indonesia | https://www.gem.wiki/AlamTri_Aluminum_Smelter_power_station | AlamTri Aluminum Smelter power station | Phase I Unit 3 | AlamTri Aluminum Smelter Phase I Unit 3 | PT Kalimantan Industrial Park Indonesia power station, Adaro Aluminum Smelter power station |  | PT Kaltara Power Indonesia [100%] | E100000120702 [100%] | PT Alamtri Resources Indonesia Tbk [84.0%]; PT Cita Mineral Investindo Tbk [16.0%] | E100001000782 [84.0%]; E100002018990 [16.0%] | 380 | construction | 2025 |  |  | unknown | unknown | [5 empty] | Tanah Kuning | Bulungan | Kalimantan | South-eastern Asia | Asia | 2.4947 | 117.9002 | exact |  |  |  | aluminum | power |  | no
G100001054772 | L100001047944 | Indonesia | https://www.gem.wiki/Gallant_Venture_power_station | Gallant Venture power station | Phase II Unit 1 | Gallant Venture Phase II Unit 1 |  |  | Gallant Venture Ltd [100%] | E100001011137 [100%] | Gallant Venture Ltd [100.0%] | E100001011137 [100.0%] | 600 | pre-permit |  |  |  | supercritical | unknown | [5 empty] | Setokok | Batam | Sumatera | South-eastern Asia | Asia | 0.95756 | 104.0486 | exact |  |  |  | industrial park
G100001054773 | L100001047944 | Indonesia | https://www.gem.wiki/Gallant_Venture_power_station | Gallant Venture power station | Phase II Unit 2 | Gallant Venture Phase II Unit 2 |  |  | Gallant Venture Ltd [100%] | E100001011137 [100%] | Gallant Venture Ltd [100.0%] | E100001011137 [100.0%] | 600 | pre-permit |  |  |  | supercritical | unknown | [5 empty] | Setokok | Batam | Sumatera | South-eastern Asia | Asia | 0.95756 | 104.0486 | exact |  |  |  | industrial park
G100000103134 | L100000102723 | Indonesia | https://www.gem.wiki/Gresik_AKR_power_station | Gresik AKR power station | Unit 1 | Gresik AKR Unit 1 |  |  | PT Energi Manyar Sejahtera [100%] | E100000121010 [100%] | AKR Corp | E100000120015 | 330 | cancelled |  |  |  | unknown | unknown |  |  |  |  | Gresik |  | Gresik | Jawa | South-eastern Asia | Asia | -7.159 | 112.642 | approximate | [6 empty] | no
G100000103135 | L100000102723 | Indonesia | https://www.gem.wiki/Gresik_AKR_power_station | Gresik AKR power station | Unit 2 | Gresik AKR Unit 2 |  |  | PT Energi Manyar Sejahtera [100%] | E100000121010 [100%] | AKR Corp | E100000120015 | 330 | cancelled |  |  |  | unknown | unknown |  |  |  |  | Gresik |  | Gresik | Jawa | South-eastern Asia | Asia | -7.159 | 112.642 | approximate | [6 empty] | no
G100000115072 | L100000104833 | Indonesia | https://www.gem.wiki/Haltim_power_station | Haltim power station | Unit 1 | Haltim Unit 1 |  |  | PT PLN (Persero) [100%] | E100000000537 [100%] | PT PLN (Persero) [100.0%] | E100000000537 [100.0%] | 200 | cancelled | 2024 |  |  | unknown | unknown | [7 empty] | Maluku | South-eastern Asia | Asia | 1.018 | 128.2661 | approximate | [6 empty] | no
G100001054115 | L100001047529 | Indonesia | https://www.gem.wiki/Hongshi_Silikon_power_station | Hongshi Silikon power station | -- | Hongshi Silikon -- |  |  | Hongshi Holding Group Co Ltd [100%] | E100002006816 [100%] | Hongshi Holding Group Co Ltd [100.0%] | E100002006816 [100.0%] | 2000 | announced |  |  |  | unknown | unknown | [7 empty] | Jawa | South-eastern Asia | Asia | -6.872 | 107.5987 | approximate |  |  |  | industrial park | power
G100000114189 | L100000104576 | Indonesia | https://www.gem.wiki/I_Skip_power_station | I Skip power station | -- | I Skip -- |  |  | PT Cahaya Sakti [100%] | E100000121005 [100%] | Olympic Group | E100000120957 | 30 | cancelled |  |  |  | unknown | unknown |  |  |  |  | Tarakan |  |  | Kalimantan | South-eastern Asia | Asia | 3.3503 | 117.6018 | approximate | [6 empty] | no
G100000115073 | L100000104834 | Indonesia | https://www.gem.wiki/Indah_Kiat_Serang_power_station | Indah Kiat Serang power station | Unit 1 | Indah Kiat Serang Unit 1 | DSS Serang power station [former] |  | PT Indah Kiat Pulp & Paper Tbk [100%] | E100000121022 [100%] | PT Indah Kiat Pulp & Paper Tbk [100.0%] | E100000121022 [100.0%] | 35 | operating | 1998 |  |  | unknown | unknown | [5 empty] | Serang |  | Jawa | South-eastern Asia | Asia | -6.1254 | 106.2892 | exact |  |  |  | pulp & paper | power |  | no
G100000115074 | L100000104834 | Indonesia | https://www.gem.wiki/Indah_Kiat_Serang_power_station | Indah Kiat Serang power station | Unit 2 | Indah Kiat Serang Unit 2 | DSS Serang power station [former] |  | PT Indah Kiat Pulp & Paper Tbk [100%] | E100000121022 [100%] | PT Indah Kiat Pulp & Paper Tbk [100.0%] | E100000121022 [100.0%] | 35 | operating | 1998 |  |  | unknown | unknown | [5 empty] | Serang |  | Jawa | South-eastern Asia | Asia | -6.1254 | 106.2892 | exact |  |  |  | pulp & paper | power |  | no
G100000115075 | L100000104834 | Indonesia | https://www.gem.wiki/Indah_Kiat_Serang_power_station | Indah Kiat Serang power station | Unit 3 | Indah Kiat Serang Unit 3 | DSS Serang power station [former] |  | PT Indah Kiat Pulp & Paper Tbk [100%] | E100000121022 [100%] | PT Indah Kiat Pulp & Paper Tbk [100.0%] | E100000121022 [100.0%] | 35 | operating | 1998 |  |  | unknown | unknown | [5 empty] | Serang |  | Jawa | South-eastern Asia | Asia | -6.1254 | 106.2892 | exact |  |  |  | pulp & paper | power |  | no
G100000115076 | L100000104834 | Indonesia | https://www.gem.wiki/Indah_Kiat_Serang_power_station | Indah Kiat Serang power station | Unit 4 | Indah Kiat Serang Unit 4 | DSS Serang power station [former] |  | PT Indah Kiat Pulp & Paper Tbk [100%] | E100000121022 [100%] | PT Indah Kiat Pulp & Paper Tbk [100.0%] | E100000121022 [100.0%] | 70 | operating | 1998 |  |  | unknown | unknown | [5 empty] | Serang |  | Jawa | South-eastern Asia | Asia | -6.1254 | 106.2892 | exact |  |  |  | pulp & paper | power |  | no
G100000104834 | L100000102833 | Indonesia | https://www.gem.wiki/Indarung_Cement_power_station | Indarung Cement power station | -- | Indarung Cement -- |  |  | PT Semen Padang [100%] | E100000121260 [100%] | PT Semen Indonesia (Persero) Tbk [100.0%] | E100000121067 [100.0%] | 100 | cancelled |  |  |  | subcritical | unknown |  |  |  |  | Indarung | Lubuk Kilangan | Padang | Sumatera | South-eastern Asia | Asia | -0.95006 | 100.4695 | approximate |  |  |  | cement & building |  |  | no
G100000114215 | L100000104584 | Indonesia | https://www.gem.wiki/Indo_Bharat_Rayon_power_station | Indo Bharat Rayon power station | -- | Indo Bharat Rayon -- |  |  | PT Indo Bharat Rayon [100%] | E100000121024 [100%] | Aditya Birla Management Corporation Pvt Ltd | E100000120031 | 36.6 | operating | 2008 |  |  | unknown | unknown |  |  |  |  | Cilangkap | Babacankicao | Purwakarta | Jawa | South-eastern Asia | Asia | -6.4858 | 107.3852 | exact |  |  |  | textiles | power |  | no
G100000104852 | L100000102815 | Indonesia | https://www.gem.wiki/Indramayu_power_station | Indramayu power station | Unit 1 | Indramayu Unit 1 | 英德拉玛玉电站 |  | PT PLN (Persero) [100%] | E100000000537 [100%] | PT PLN (Persero) [100.0%] | E100000000537 [100.0%] | 330 | operating | 2010 |  |  | subcritical | subbituminous |  |  |  | bioenergy | Sumur Adem | Sukra | Indramayu | Jawa | South-eastern Asia | Asia | -6.2747 | 107.9704 | exact | [6 empty] | no
G100000104853 | L100000102815 | Indonesia | https://www.gem.wiki/Indramayu_power_station | Indramayu power station | Unit 2 | Indramayu Unit 2 | 英德拉玛玉电站 |  | PT PLN (Persero) [100%] | E100000000537 [100%] | PT PLN (Persero) [100.0%] | E100000000537 [100.0%] | 330 | operating | 2011 |  |  | subcritical | subbituminous |  |  |  | bioenergy | Sumur Adem | Sukra | Indramayu | Jawa | South-eastern Asia | Asia | -6.2747 | 107.9704 | exact | [6 empty] | no
G100000104854 | L100000102815 | Indonesia | https://www.gem.wiki/Indramayu_power_station | Indramayu power station | Unit 3 | Indramayu Unit 3 | 英德拉玛玉电站 |  | PT PLN (Persero) [100%] | E100000000537 [100%] | PT PLN (Persero) [100.0%] | E100000000537 [100.0%] | 330 | operating | 2011 |  |  | subcritical | subbituminous |  |  |  | bioenergy | Sumur Adem | Sukra | Indramayu | Jawa | South-eastern Asia | Asia | -6.2747 | 107.9704 | exact | [6 empty] | no
G100000104855 | L100000102815 | Indonesia | https://www.gem.wiki/Indramayu_power_station | Indramayu power station | Unit 4 | Indramayu Unit 4 | 英德拉玛玉电站 |  | PT PLN (Persero) [100%] | E100000000537 [100%] | PT PLN (Persero) [100.0%] | E100000000537 [100.0%] | 1000 | cancelled | 2030 |  |  | supercritical | unknown |  |  |  |  | Sumur Adem | Sukra | Indramayu | Jawa | South-eastern Asia | Asia | -6.2747 | 107.9704 | exact | [6 empty] | no
G100000104856 | L100000102815 | Indonesia | https://www.gem.wiki/Indramayu_power_station | Indramayu power station | Unit 5 | Indramayu Unit 5 | 英德拉玛玉电站 |  | PT PLN (Persero) [100%] | E100000000537 [100%] | PT PLN (Persero) [100.0%] | E100000000537 [100.0%] | 1000 | cancelled |  |  |  | supercritical | unknown |  |  |  |  | Sumur Adem | Sukra | Indramayu | Jawa | South-eastern Asia | Asia | -6.2747 | 107.9704 | exact | [6 empty] | no
G100000104935 | L100000102712 | Indonesia | https://www.gem.wiki/Jababeka_KIP_power_station | Jababeka KIP power station | -- | Jababeka KIP -- |  |  | PT Kawasan Industri Kendal [100%] | E100000121034 [100%] | PT Kawasan Industri Jababeka Tbk [51.0%]; Sembcorp Industries Ltd [49.0%] | E100000120663 [51.0%]; E100000000909 [49.0%] | 660 | cancelled |  |  |  | unknown | unknown |  |  |  |  | Kendal |  | Kendal | Jawa | South-eastern Asia | Asia | -6.8958 | 110.2403 | approximate | [6 empty] | no
G100000104936 | L100000102816 | Indonesia | https://www.gem.wiki/Jabar_Utara_power_station | Jabar Utara power station | Unit 1 | Jabar Utara Unit 1 |  |  | PT PLN (Persero) [100%] | E100000000537 [100%] | PT PLN (Persero) [100.0%] | E100000000537 [100.0%] | 300 | cancelled |  |  |  | subcritical | unknown | [7 empty] | Jawa | South-eastern Asia | Asia | -5.9351 | 107.0302 | approximate | [6 empty] | no
G100000104937 | L100000102816 | Indonesia | https://www.gem.wiki/Jabar_Utara_power_station | Jabar Utara power station | Unit 2 | Jabar Utara Unit 2 |  |  | PT PLN (Persero) [100%] | E100000000537 [100%] | PT PLN (Persero) [100.0%] | E100000000537 [100.0%] | 300 | cancelled |  |  |  | subcritical | unknown | [7 empty] | Jawa | South-eastern Asia | Asia | -5.9351 | 107.0302 | approximate | [6 empty] | no
G100000104953 | L100000102743 | Indonesia | https://www.gem.wiki/Jambi_Tebo_power_station | Jambi Tebo power station | Unit 1 | Jambi Tebo Unit 1 |  |  | Korea South-East Power Co Ltd [100%] | E100000002110 [100%] | Korea Electric Power Corp [100.0%] | E100000000947 [100.0%] | 200 | cancelled |  |  |  | unknown | unknown | [6 empty] | Tebo | Sumatera | South-eastern Asia | Asia | -1.39 | 102.42 | approximate | [6 empty] | no
G100000104954 | L100000102743 | Indonesia | https://www.gem.wiki/Jambi_Tebo_power_station | Jambi Tebo power station | Unit 2 | Jambi Tebo Unit 2 |  |  | Korea South-East Power Co Ltd [100%] | E100000002110 [100%] | Korea Electric Power Corp [100.0%] | E100000000947 [100.0%] | 200 | cancelled |  |  |  | unknown | unknown | [6 empty] | Tebo | Sumatera | South-eastern Asia | Asia | -1.39 | 102.42 | approximate | [6 empty] | no
G100000108038 | L100000102744 | Indonesia | https://www.gem.wiki/Jambi-1_power_station | Jambi-1 power station | Unit 1 | Jambi-1 Unit 1 |  |  | PT PLN Indonesia Power [100%] | E100000003758 [100%] | PT PLN (Persero) [100.0%] | E100000000537 [100.0%] | 300 | permitted | 2030 |  |  | subcritical | unknown |  |  |  |  | Rangkiling Simpang | Mandiangin | Sarolangun | Sumatera | South-eastern Asia | Asia | -2.1375 | 102.9572 | exact | [6 empty] | no
G100000113202 | L100000102744 | Indonesia | https://www.gem.wiki/Jambi-1_power_station | Jambi-1 power station | Unit 2 | Jambi-1 Unit 2 |  |  | PT PLN Indonesia Power [100%] | E100000003758 [100%] | PT PLN (Persero) [100.0%] | E100000000537 [100.0%] | 300 | permitted | 2030 |  |  | subcritical | unknown |  |  |  |  | Rangkiling Simpang | Mandiangin | Sarolangun | Sumatera | South-eastern Asia | Asia | -2.1375 | 102.9572 | exact | [6 empty] | no
G100000108039 | L100000104843 | Indonesia | https://www.gem.wiki/Jambi-2_power_station | Jambi-2 power station | Unit 1 | Jambi-2 Unit 1 | 华电占碑2号电厂 |  | PT Pembangkitan Perkasa Daya [100%] | E100000121055 [100%] | China Huadian Corp Ltd [80.0%]; Nusantara Energy Ltd [15.0%]; PT Pembangunan Perumahan (Persero) Tbk [5.0%] | E100000000170 [80.0%]; E100000120942 [15.0%]; E100000121057 [5.0%] | 300 | pre-permit | 2032 |  |  | subcritical | unknown |  |  |  |  | Bungku | Bajubang | Batang Hari | Sumatera | South-eastern Asia | Asia | -1.9284 | 103.1899 | approximate | [6 empty] | no
G100000113203 | L100000104843 | Indonesia | https://www.gem.wiki/Jambi-2_power_station | Jambi-2 power station | Unit 2 | Jambi-2 Unit 2 | 华电占碑2号电厂 |  | PT Pembangkitan Perkasa Daya [100%] | E100000121055 [100%] | China Huadian Corp Ltd [80.0%]; Nusantara Energy Ltd [15.0%]; PT Pembangunan Perumahan (Persero) Tbk [5.0%] | E100000000170 [80.0%]; E100000120942 [15.0%]; E100000121057 [5.0%] | 300 | pre-permit | 2032 |  |  | subcritical | unknown |  |  |  |  | Bungku | Bajubang | Batang Hari | Sumatera | South-eastern Asia | Asia | -1.9284 | 103.1899 | approximate | [6 empty] | no
G100000104976 | L100000102747 | Indonesia | https://www.gem.wiki/Jawa-11_power_station | Jawa-11 power station | -- | Jawa-11 -- |  |  | to be determined [100%] | E100000121374 [100%] | to be determined [100.0%] | E100000121374 [100.0%] | 600 | cancelled | 2026 |  |  | unknown | unknown | [7 empty] | Jawa | South-eastern Asia | Asia | -7.26 | 110.66 | approximate | [6 empty] | no
G100000104977 | L100000102748 | Indonesia | https://www.gem.wiki/Jawa-12_power_station | Jawa-12 power station | Unit 1 | Jawa-12 Unit 1 |  |  | to be determined [100%] | E100000121374 [100%] | to be determined [100.0%] | E100000121374 [100.0%] | 1000 | cancelled | 2026 |  |  | unknown | unknown | [7 empty] | Jawa | South-eastern Asia | Asia | -7.26 | 110.66 | approximate | [6 empty] | no
G100000104978 | L100000102748 | Indonesia | https://www.gem.wiki/Jawa-12_power_station | Jawa-12 power station | Unit 2 | Jawa-12 Unit 2 |  |  | to be determined [100%] | E100000121374 [100%] | to be determined [100.0%] | E100000121374 [100.0%] | 1000 | cancelled | 2026 |  |  | unknown | unknown | [7 empty] | Jawa | South-eastern Asia | Asia | -7.26 | 110.66 | approximate | [6 empty] | no
G100000104979 | L100000102749 | Indonesia | https://www.gem.wiki/Jawa-13_power_station | Jawa-13 power station | -- | Jawa-13 -- |  |  | to be determined [100%] | E100000121374 [100%] | to be determined [100.0%] | E100000121374 [100.0%] | 2000 | cancelled | 2026 |  |  | unknown | unknown | [7 empty] | Jawa | South-eastern Asia | Asia | -7.26 | 110.66 | approximate | [6 empty] | no
G100000104982 | L100000102817 | Indonesia | https://www.gem.wiki/Jawa-5_power_station | Jawa-5 power station | Unit 1 | Jawa-5 Unit 1 | 爪哇5号电站 |  | PT PLN (Persero) [100%] | E100000000537 [100%] | PT PLN (Persero) [100.0%] | E100000000537 [100.0%] | 1000 | cancelled | 2023 |  |  | supercritical | unknown | [5 empty] | Muara Gembong | Bekasi | Jawa | South-eastern Asia | Asia | -5.9351 | 107.0302 | approximate | [6 empty] | no
G100000104983 | L100000102817 | Indonesia | https://www.gem.wiki/Jawa-5_power_station | Jawa-5 power station | Unit 2 | Jawa-5 Unit 2 | 爪哇5号电站 |  | PT PLN (Persero) [100%] | E100000000537 [100%] | PT PLN (Persero) [100.0%] | E100000000537 [100.0%] | 1000 | cancelled |  |  |  | supercritical | unknown | [5 empty] | Muara Gembong | Bekasi | Jawa | South-eastern Asia | Asia | -5.9351 | 107.0302 | approximate | [6 empty] | no
G100000104984 | L100000102818 | Indonesia | https://www.gem.wiki/Jawa-6_power_station | Jawa-6 power station | Unit 1 | Jawa-6 Unit 1 | 爪哇6号电站 |  | PT PLN (Persero) [100%] | E100000000537 [100%] | PT PLN (Persero) [100.0%] | E100000000537 [100.0%] | 1000 | cancelled | 2027 |  |  | supercritical | unknown | [5 empty] | Muara Gembong | Bekasi | Jawa | South-eastern Asia | Asia | -5.9351 | 107.0302 | approximate | [6 empty] | no
G100000104985 | L100000102818 | Indonesia | https://www.gem.wiki/Jawa-6_power_station | Jawa-6 power station | Unit 2 | Jawa-6 Unit 2 | 爪哇6号电站 |  | PT PLN (Persero) [100%] | E100000000537 [100%] | PT PLN (Persero) [100.0%] | E100000000537 [100.0%] | 1000 | cancelled | 2027 |  |  | supercritical | unknown | [5 empty] | Muara Gembong | Bekasi | Jawa | South-eastern Asia | Asia | -5.9351 | 107.0302 | approximate | [6 empty] | no
G100000104986 | L100000102703 | Indonesia | https://www.gem.wiki/Jawa-7_power_station | Jawa-7 power station | Unit 1 | Jawa-7 Unit 1 | 神华国华爪哇7号电站 |  | PT Shenhua Guohua Pembangkitan Jawa Bali [100%] | E100000121277 [100%] | China Shenhua Energy Co Ltd [70.0%]; PT PLN (Persero) [30.0%] | E100000000175 [70.0%]; E100000000537 [30.0%] | 991 | operating | 2019 |  |  | ultra-supercritical | unknown |  |  |  |  | Desa Terate | Kramatwatu | Serang | Jawa | South-eastern Asia | Asia | -5.9917 | 106.1008 | exact | [6 empty] | no
G100000104987 | L100000102703 | Indonesia | https://www.gem.wiki/Jawa-7_power_station | Jawa-7 power station | Unit 2 | Jawa-7 Unit 2 | 神华国华爪哇7号电站 |  | PT Shenhua Guohua Pembangkitan Jawa Bali [100%] | E100000121277 [100%] | China Shenhua Energy Co Ltd [70.0%]; PT PLN (Persero) [30.0%] | E100000000175 [70.0%]; E100000000537 [30.0%] | 991 | operating | 2020 |  |  | ultra-supercritical | unknown |  |  |  |  | Desa Terate | Kramatwatu | Serang | Jawa | South-eastern Asia | Asia | -5.9917 | 106.1008 | exact | [6 empty] | no
G100000105005 | L100000102774 | Indonesia | https://www.gem.wiki/Jayapura-2_power_station | Jayapura-2 power station | Unit 1 | Jayapura-2 Unit 1 |  |  | PT PLN (Persero) [100%] | E100000000537 [100%] | PT PLN (Persero) [100.0%] | E100000000537 [100.0%] | 50 | cancelled | 2025 |  |  | subcritical | unknown |  |  |  |  | Skow Yambe | Muara Tami | Kota Jayapura | Papua | South-eastern Asia | Asia | -2.6084 | 140.8075 | approximate | [6 empty] | no
G100000105006 | L100000102774 | Indonesia | https://www.gem.wiki/Jayapura-2_power_station | Jayapura-2 power station | Unit 2 | Jayapura-2 Unit 2 |  |  | PT PLN (Persero) [100%] | E100000000537 [100%] | PT PLN (Persero) [100.0%] | E100000000537 [100.0%] | 50 | cancelled |  |  |  | subcritical | unknown | [7 empty] | Papua | South-eastern Asia | Asia | -2.6084 | 140.8075 | approximate | [6 empty] | no
G100000114193 | L100000104578 | Indonesia | https://www.gem.wiki/Jayapura-3_power_station | Jayapura-3 power station | Unit 1 | Jayapura-3 Unit 1 |  |  | PT PLN (Persero) [100%] | E100000000537 [100%] | PT PLN (Persero) [100.0%] | E100000000537 [100.0%] | 50 | cancelled | 2028 |  |  | unknown | unknown | [7 empty] | Papua | South-eastern Asia | Asia | -2.6084 | 140.8075 | approximate | [6 empty] | no
G100000114326 | L100000104615 | Indonesia | https://www.gem.wiki/Jinchuan_Group_WP%26RKA_power_station | Jinchuan Group WP&RKA power station | Unit 1 | Jinchuan Group WP&RKA Unit 1 | 金川集团印尼WP&RKA奥比岛自备电厂 |  | WP&RKA Company [100%] | E100000121534 [100%] | Gansu Provincial State-owned Assets Investment Group Co Ltd [48.0%]; unknown [26.9%]; China Development Bank Corp [13.5%]; Jinchuan Group Co Ltd [11.6%] | E100000000189 [48.0%]; E100000132388 [26.9%]; E100001001051 [13.5%]; E100000124293 [11.6%] | 50 | operating | 2019 |  |  | unknown | unknown |  |  |  |  | Kawasi | Obi | South Halmahera | Maluku | South-eastern Asia | Asia | -1.5661 | 127.4159 | exact |  |  |  | nickel |  |  | no
G100000114327 | L100000104615 | Indonesia | https://www.gem.wiki/Jinchuan_Group_WP%26RKA_power_station | Jinchuan Group WP&RKA power station | Unit 2 | Jinchuan Group WP&RKA Unit 2 | 金川集团印尼WP&RKA奥比岛自备电厂 |  | WP&RKA Company [100%] | E100000121534 [100%] | Gansu Provincial State-owned Assets Investment Group Co Ltd [48.0%]; unknown [26.9%]; China Development Bank Corp [13.5%]; Jinchuan Group Co Ltd [11.6%] | E100000000189 [48.0%]; E100000132388 [26.9%]; E100001001051 [13.5%]; E100000124293 [11.6%] | 50 | operating | 2019 |  |  | unknown | unknown |  |  |  |  | Kawasi | Obi | South Halmahera | Maluku | South-eastern Asia | Asia | -1.5661 | 127.4159 | exact |  |  |  | nickel |  |  | no
G100000114328 | L100000104615 | Indonesia | https://www.gem.wiki/Jinchuan_Group_WP%26RKA_power_station | Jinchuan Group WP&RKA power station | Unit 3 | Jinchuan Group WP&RKA Unit 3 | 金川集团印尼WP&RKA奥比岛自备电厂 |  | WP&RKA Company [100%] | E100000121534 [100%] | Gansu Provincial State-owned Assets Investment Group Co Ltd [48.0%]; unknown [26.9%]; China Development Bank Corp [13.5%]; Jinchuan Group Co Ltd [11.6%] | E100000000189 [48.0%]; E100000132388 [26.9%]; E100001001051 [13.5%]; E100000124293 [11.6%] | 50 | operating | 2019 |  |  | unknown | unknown |  |  |  |  | Kawasi | Obi | South Halmahera | Maluku | South-eastern Asia | Asia | -1.5661 | 127.4159 | exact |  |  |  | nickel |  |  | no
G100000105407 | L100000102777 | Indonesia | https://www.gem.wiki/Kabil_PKB_power_station | Kabil PKB power station | Unit 1 | Kabil PKB Unit 1 |  |  | PT Pembangunan Kota Batam [100%] | E100000121056 [100%] | PT Pembangunan Kota Batam [100.0%] | E100000121056 [100.0%] | 60 | cancelled |  |  |  | subcritical | subbituminous |  |  |  |  | Kabil - Pulau Batam |  |  | Sumatera | South-eastern Asia | Asia | 1.589 | 101.638 | approximate | [6 empty] | no
G100000105408 | L100000102777 | Indonesia | https://www.gem.wiki/Kabil_PKB_power_station | Kabil PKB power station | Unit 2 | Kabil PKB Unit 2 |  |  | PT Pembangunan Kota Batam [100%] | E100000121056 [100%] | PT Pembangunan Kota Batam [100.0%] | E100000121056 [100.0%] | 60 | cancelled |  |  |  | subcritical | subbituminous |  |  |  |  | Kabil - Pulau Batam |  |  | Sumatera | South-eastern Asia | Asia | 1.589 | 101.638 | approximate | [6 empty] | no
G100000105465 | L100000102823 | Indonesia | https://www.gem.wiki/Kalbar-1_power_station | Kalbar-1 power station | Unit 1 | Kalbar-1 Unit 1 | 协鑫印尼卡巴电站 |  | Golden Concord Holdings Ltd; PT PLN Indonesia Power | E100000120508; E100000003758 | PT PLN (Persero); The Trustee for Zhu Family Trust | E100000000537; E100002003379 | 100 | operating | 2020 |  |  | subcritical | unknown | [7 empty] | Kalimantan | South-eastern Asia | Asia | 0.81615 | 108.8461 | exact | [6 empty] | no
G100000113441 | L100000102823 | Indonesia | https://www.gem.wiki/Kalbar-1_power_station | Kalbar-1 power station | Unit 2 | Kalbar-1 Unit 2 | 协鑫印尼卡巴电站 |  | Golden Concord Holdings Ltd; PT PLN Indonesia Power | E100000120508; E100000003758 | PT PLN (Persero); The Trustee for Zhu Family Trust | E100000000537; E100002003379 | 100 | operating | 2021 |  |  | subcritical | unknown | [7 empty] | Kalimantan | South-eastern Asia | Asia | 0.81615 | 108.8461 | exact | [6 empty] | no
G100000105467 | L100000102824 | Indonesia | https://www.gem.wiki/Kalbar-2_power_station | Kalbar-2 power station | Phase II | Kalbar-2 Phase II |  |  | PT PLN (Persero) [100%] | E100000000537 [100%] | PT PLN (Persero) [100.0%] | E100000000537 [100.0%] | 200 | cancelled | 2021 |  |  | subcritical | unknown | [7 empty] | Kalimantan | South-eastern Asia | Asia | -0.67839 | 109.2535 | approximate | [6 empty] | no
G100000105466 | L100000102824 | Indonesia | https://www.gem.wiki/Kalbar-2_power_station | Kalbar-2 power station | Unit 1 | Kalbar-2 Unit 1 |  |  | PT PLN (Persero) [100%] | E100000000537 [100%] | PT PLN (Persero) [100.0%] | E100000000537 [100.0%] | 100 | cancelled | 2024 |  |  | subcritical | unknown |  |  |  |  | Bintang Mas | Kubu Raya |  | Kalimantan | South-eastern Asia | Asia | -0.27626 | 109.2796 | approximate | [6 empty] | no
G100000113442 | L100000102824 | Indonesia | https://www.gem.wiki/Kalbar-2_power_station | Kalbar-2 power station | Unit 2 | Kalbar-2 Unit 2 |  |  | PT PLN (Persero) [100%] | E100000000537 [100%] | PT PLN (Persero) [100.0%] | E100000000537 [100.0%] | 100 | cancelled | 2025 |  |  | subcritical | unknown |  |  |  |  | Bintang Mas | Kubu Raya |  | Kalimantan | South-eastern Asia | Asia | -0.27626 | 109.2796 | approximate | [6 empty] | no
G100000105468 | L100000102825 | Indonesia | https://www.gem.wiki/Kalbar-3_power_station | Kalbar-3 power station | Unit 1 | Kalbar-3 Unit 1 |  |  | PT PLN (Persero) [100%] | E100000000537 [100%] | PT PLN (Persero) [100.0%] | E100000000537 [100.0%] | 100 | cancelled | 2027 |  |  | subcritical | unknown | [7 empty] | Kalimantan | South-eastern Asia | Asia | 0.34199 | 108.9403 | approximate | [6 empty] | no
G100000105469 | L100000102825 | Indonesia | https://www.gem.wiki/Kalbar-3_power_station | Kalbar-3 power station | Unit 2 | Kalbar-3 Unit 2 |  |  | PT PLN (Persero) [100%] | E100000000537 [100%] | PT PLN (Persero) [100.0%] | E100000000537 [100.0%] | 100 | cancelled | 2027 |  |  | subcritical | unknown | [7 empty] | Kalimantan | South-eastern Asia | Asia | 0.34199 | 108.9403 | approximate | [6 empty] | no
G100000105470 | L100000102751 | Indonesia | https://www.gem.wiki/Kalbar-4_power_station | Kalbar-4 power station | -- | Kalbar-4 -- |  |  | to be determined [100%] | E100000121374 [100%] | to be determined [100.0%] | E100000121374 [100.0%] | 200 | cancelled | 2028 |  |  | subcritical | unknown | [7 empty] | Kalimantan | South-eastern Asia | Asia | 1.227 | 114.577 | approximate | [6 empty] | no
G100000105475 | L100000102784 | Indonesia | https://www.gem.wiki/Kalimantan_Cement_Works_power_station | Kalimantan Cement Works power station | Unit 1 | Kalimantan Cement Works Unit 1 |  |  | PT Indocement Tunggal Prakarsa Tbk [100%] | E100000003757 [100%] | PT Indocement Tunggal Prakarsa Tbk [100.0%] | E100000003757 [100.0%] | 55 | retired | 1998 | 2022 |  | subcritical | unknown |  |  |  | bioenergy | Selatan |  |  | Kalimantan | South-eastern Asia | Asia | -3.2729 | 116.1059 | exact |  |  |  | cement & building | power |  | no
G100000105484 | L100000102715 | Indonesia | https://www.gem.wiki/Kalselteng-1_power_station | Kalselteng-1 power station | Unit 1 | Kalselteng-1 Unit 1 | PLTU Kalteng-1, Kalimantan Tengah, 金光集团卡尔滕电站 |  | PT Datang DSSP Power Indonesia [100%] | E100002016378 [100%] | China Datang Overseas Investment Co Ltd [75.0%]; PT Dian Swastatika Sentosa Tbk [25.0%] | E100001001085 [75.0%]; E100001010084 [25.0%] | 100 | operating | 2020 |  |  | subcritical | unknown |  |  |  |  | Desa Tumbang Kajuei |  | Gunung Mas Regency | Kalimantan | South-eastern Asia | Asia | -1.3708 | 113.5672 | exact | [6 empty] | no
G100000105485 | L100000102715 | Indonesia | https://www.gem.wiki/Kalselteng-1_power_station | Kalselteng-1 power station | Unit 2 | Kalselteng-1 Unit 2 | PLTU Kalteng-1, Kalimantan Tengah, 金光集团卡尔滕电站 |  | PT Datang DSSP Power Indonesia [100%] | E100002016378 [100%] | China Datang Overseas Investment Co Ltd [75.0%]; PT Dian Swastatika Sentosa Tbk [25.0%] | E100001001085 [75.0%]; E100001010084 [25.0%] | 100 | operating | 2020 |  |  | subcritical | unknown |  |  |  |  | Desa Tumbang Kajuei |  | Gunung Mas Regency | Kalimantan | South-eastern Asia | Asia | -1.3708 | 113.5672 | exact | [6 empty] | no
G100000105486 | L100000102716 | Indonesia | https://www.gem.wiki/Kalselteng-3_power_station | Kalselteng-3 power station | Unit 1 | Kalselteng-3 Unit 1 |  |  | PT PLN Nusantara Renewables [100%] | E100001001091 [100%] | PT PLN (Persero) [100.0%] | E100000000537 [100.0%] | 100 | announced | 2029 |  |  | subcritical | unknown | [5 empty] | South Arut | West Kotawaringin | Kalimantan | South-eastern Asia | Asia | -2.8086 | 111.6431 | approximate | [6 empty] | no
G100000105487 | L100000102716 | Indonesia | https://www.gem.wiki/Kalselteng-3_power_station | Kalselteng-3 power station | Unit 2 | Kalselteng-3 Unit 2 |  |  | PT PLN Nusantara Renewables [100%] | E100001001091 [100%] | PT PLN (Persero) [100.0%] | E100000000537 [100.0%] | 100 | announced | 2029 |  |  | subcritical | unknown | [7 empty] | Kalimantan | South-eastern Asia | Asia | -2.8086 | 111.6431 | approximate | [6 empty] | no
G100000114186 | L100000104574 | Indonesia | https://www.gem.wiki/Kalselteng-4_Hybrid_power_station | Kalselteng-4 Hybrid power station | Unit 1 | Kalselteng-4 Hybrid Unit 1 |  |  | PT Barito Pacific Tbk [100%] | E100001000794 [100%] | PT Barito Pacific Tbk [100.0%] | E100001000794 [100.0%] | 100 | announced | 2032 |  |  | unknown | unknown |  |  |  |  | Singkawang |  |  | Kalimantan | South-eastern Asia | Asia | 1.0341 | 108.9726 | approximate | [6 empty] | no
G100000114187 | L100000104574 | Indonesia | https://www.gem.wiki/Kalselteng-4_Hybrid_power_station | Kalselteng-4 Hybrid power station | Unit 2 | Kalselteng-4 Hybrid Unit 2 |  |  | PT Barito Pacific Tbk [100%] | E100001000794 [100%] | PT Barito Pacific Tbk [100.0%] | E100001000794 [100.0%] | 100 | announced | 2032 |  |  | unknown | unknown |  |  |  |  | Singkawang |  |  | Kalimantan | South-eastern Asia | Asia | 1.0341 | 108.9726 | approximate | [6 empty] | no
G100000113819 | L100000104403 | Indonesia | https://www.gem.wiki/Kalselteng-5_power_station | Kalselteng-5 power station | Unit 1 | Kalselteng-5 Unit 1 |  |  | PT PLN (Persero) [100%] | E100000000537 [100%] | PT PLN (Persero) [100.0%] | E100000000537 [100.0%] | 100 | cancelled | 2028 |  |  | unknown | unknown | [7 empty] | Kalimantan | South-eastern Asia | Asia | -2.8086 | 111.6431 | approximate | [6 empty] | no
G100000113820 | L100000104403 | Indonesia | https://www.gem.wiki/Kalselteng-5_power_station | Kalselteng-5 power station | Unit 2 | Kalselteng-5 Unit 2 |  |  | PT PLN (Persero) [100%] | E100000000537 [100%] | PT PLN (Persero) [100.0%] | E100000000537 [100.0%] | 100 | cancelled |  |  |  | unknown | unknown | [7 empty] | Kalimantan | South-eastern Asia | Asia | -2.8086 | 111.6431 | approximate | [6 empty] | no
G100000105488 | L100000102717 | Indonesia | https://www.gem.wiki/Kalteng-1_Pulang_Pisau_power_station | Kalteng-1 Pulang Pisau power station | Unit 1 | Kalteng-1 Pulang Pisau Unit 1 |  |  | PT PLN (Persero) [100%] | E100000000537 [100%] | PT PLN (Persero) [100.0%] | E100000000537 [100.0%] | 60 | operating | 2015 |  |  | subcritical | unknown |  |  |  |  | Buntoi | Kahayan Hilir | Pulang Pisau | Kalimantan | South-eastern Asia | Asia | -2.8226 | 114.2088 | exact | [6 empty] | no
G100000105489 | L100000102717 | Indonesia | https://www.gem.wiki/Kalteng-1_Pulang_Pisau_power_station | Kalteng-1 Pulang Pisau power station | Unit 2 | Kalteng-1 Pulang Pisau Unit 2 |  |  | PT PLN (Persero) [100%] | E100000000537 [100%] | PT PLN (Persero) [100.0%] | E100000000537 [100.0%] | 60 | operating | 2015 |  |  | subcritical | unknown |  |  |  |  | Buntoi | Kahayan Hilir | Pulang Pisau | Kalimantan | South-eastern Asia | Asia | -2.8226 | 114.2088 | exact | [6 empty] | no
G100000105490 | L100000102736 | Indonesia | https://www.gem.wiki/Kaltim_FTP2_power_station | Kaltim FTP2 power station | Unit 1 | Kaltim FTP2 Unit 1 | 印尼卡帝姆2期电站 |  | PT PLN (Persero) [100%] | E100000000537 [100%] | PT PLN (Persero) [100.0%] | E100000000537 [100.0%] | 100 | operating | 2019 |  |  | subcritical | unknown | [6 empty] | East Kutai | Kalimantan | South-eastern Asia | Asia | 0.055178 | 117.4946 | exact | [6 empty] | no
G100000105491 | L100000102736 | Indonesia | https://www.gem.wiki/Kaltim_FTP2_power_station | Kaltim FTP2 power station | Unit 2 | Kaltim FTP2 Unit 2 | 印尼卡帝姆2期电站 |  | PT PLN (Persero) [100%] | E100000000537 [100%] | PT PLN (Persero) [100.0%] | E100000000537 [100.0%] | 100 | operating | 2020 |  |  | subcritical | unknown |  |  |  |  | Teluk Kadere | Bontang Listari | East Kutai | Kalimantan | South-eastern Asia | Asia | 0.055178 | 117.4946 | exact | [6 empty] | no
G100000105492 | L100000102737 | Indonesia | https://www.gem.wiki/Kaltim_Teluk_Balikpapan_power_station | Kaltim Teluk Balikpapan power station | Unit 1 | Kaltim Teluk Balikpapan Unit 1 | 东加巴厘巴板电站 |  | PT PLN (Persero) [100%] | E100000000537 [100%] | PT PLN (Persero) [100.0%] | E100000000537 [100.0%] | 110 | operating | 2017 |  |  | subcritical | unknown |  |  |  | bioenergy | Kariangau | North Balikpapan | Balikpapan City | Kalimantan | South-eastern Asia | Asia | -1.1704 | 116.7887 | exact | [6 empty] | no
G100000105493 | L100000102737 | Indonesia | https://www.gem.wiki/Kaltim_Teluk_Balikpapan_power_station | Kaltim Teluk Balikpapan power station | Unit 2 | Kaltim Teluk Balikpapan Unit 2 | 东加巴厘巴板电站 |  | PT PLN (Persero) [100%] | E100000000537 [100%] | PT PLN (Persero) [100.0%] | E100000000537 [100.0%] | 110 | operating | 2017 |  |  | subcritical | unknown |  |  |  | bioenergy | Kariangau | North Balikpapan | Balikpapan City | Kalimantan | South-eastern Asia | Asia | -1.1704 | 116.7887 | exact | [6 empty] | no
G100000113833 | L100000102737 | Indonesia | https://www.gem.wiki/Kaltim_Teluk_Balikpapan_power_station | Kaltim Teluk Balikpapan power station | Unit 3 | Kaltim Teluk Balikpapan Unit 3 | 东加巴厘巴板电站 |  | PT Lestari Banten Energi [100%] | E100000121035 [100%] | Genting Power Holdings Ltd [55.0%]; SDIC Power Holdings Co Ltd [40.0%]; PT Hero Inti Pratama [5.0%] | E100002017194 [55.0%]; E100000001645 [40.0%]; E100002017195 [5.0%] | 300 | cancelled |  |  |  | subcritical | unknown |  |  |  |  | Kariangau | North Balikpapan | Balikpapan City | Kalimantan | South-eastern Asia | Asia | -1.1704 | 116.7887 | exact | [6 empty] | no
G100000105494 | L100000102718 | Indonesia | https://www.gem.wiki/Kaltim-3_power_station | Kaltim-3 power station | Unit 1 | Kaltim-3 Unit 1 |  |  | to be determined [100%] | E100000121374 [100%] | to be determined [100.0%] | E100000121374 [100.0%] | 100 | cancelled | 2025 |  |  | subcritical | unknown | [6 empty] | Kutai Kartanegara | Kalimantan | South-eastern Asia | Asia | 0.1357 | 116.2207 | approximate | [6 empty] | no
G100000105495 | L100000102718 | Indonesia | https://www.gem.wiki/Kaltim-3_power_station | Kaltim-3 power station | Unit 2 | Kaltim-3 Unit 2 |  |  | to be determined [100%] | E100000121374 [100%] | to be determined [100.0%] | E100000121374 [100.0%] | 100 | cancelled | 2026 |  |  | subcritical | unknown | [6 empty] | Kutai Kartanegara | Kalimantan | South-eastern Asia | Asia | 0.1357 | 116.2207 | approximate | [6 empty] | no
G100000105496 | L100000102719 | Indonesia | https://www.gem.wiki/Kaltim-4_power_station | Kaltim-4 power station | Unit 1 | Kaltim-4 Unit 1 | PLTU Kaltim Teluk |  | PT Indonesia Energi Dinamika [100%] | E100000121025 [100%] | PT Indonesia Energi Dinamika [100.0%] | E100000121025 [100.0%] | 100 | operating | 2020 |  |  | subcritical | unknown | [6 empty] | Berau | Kalimantan | South-eastern Asia | Asia | -0.36421 | 117.0663 | exact | [6 empty] | no
G100000105497 | L100000102719 | Indonesia | https://www.gem.wiki/Kaltim-4_power_station | Kaltim-4 power station | Unit 2 | Kaltim-4 Unit 2 | PLTU Kaltim Teluk |  | PT Indonesia Energi Dinamika [100%] | E100000121025 [100%] | PT Indonesia Energi Dinamika [100.0%] | E100000121025 [100.0%] | 100 | operating | 2020 |  |  | subcritical | unknown | [6 empty] | Berau | Kalimantan | South-eastern Asia | Asia | -0.36421 | 117.0663 | exact | [6 empty] | no
G100000105498 | L100000102720 | Indonesia | https://www.gem.wiki/Kaltim-5_power_station | Kaltim-5 power station | Unit 1 | Kaltim-5 Unit 1 |  |  | PT PLN Indonesia Power [100%] | E100000003758 [100%] | PT PLN (Persero) [100.0%] | E100000000537 [100.0%] | 100 | cancelled | 2027 |  |  | subcritical | unknown | mine-mouth | [6 empty] | Kalimantan | South-eastern Asia | Asia | -0.91183 | 117.1953 | approximate | [6 empty] | no
G100000105499 | L100000102720 | Indonesia | https://www.gem.wiki/Kaltim-5_power_station | Kaltim-5 power station | Unit 2 | Kaltim-5 Unit 2 |  |  | PT PLN Indonesia Power [100%] | E100000003758 [100%] | PT PLN (Persero) [100.0%] | E100000000537 [100.0%] | 100 | cancelled | 2028 |  |  | subcritical | unknown | mine-mouth | [6 empty] | Kalimantan | South-eastern Asia | Asia | -0.91183 | 117.1953 | approximate | [6 empty] | no
G100000105500 | L100000102752 | Indonesia | https://www.gem.wiki/Kaltim-6_power_station | Kaltim-6 power station | -- | Kaltim-6 -- |  |  | to be determined [100%] | E100000121374 [100%] | to be determined [100.0%] | E100000121374 [100.0%] | 200 | cancelled | 2028 |  |  | subcritical | unknown | [7 empty] | Kalimantan | South-eastern Asia | Asia | 1.227 | 114.577 | approximate | [6 empty] | no
G100000113214 | L100000102753 | Indonesia | https://www.gem.wiki/Kaltimra_power_station | Kaltimra power station | Unit 1 | Kaltimra Unit 1 |  |  | PT PLN (Persero) [100%] | E100000000537 [100%] | PT PLN (Persero) [100.0%] | E100000000537 [100.0%] | 200 | cancelled | 2028 |  |  | subcritical | unknown | mine-mouth | [6 empty] | Kalimantan | South-eastern Asia | Asia | 1.227 | 114.577 | approximate | [6 empty] | no
G100000113215 | L100000102753 | Indonesia | https://www.gem.wiki/Kaltimra_power_station | Kaltimra power station | Unit 2 | Kaltimra Unit 2 |  |  | PT PLN (Persero) [100%] | E100000000537 [100%] | PT PLN (Persero) [100.0%] | E100000000537 [100.0%] | 200 | cancelled | 2028 |  |  | subcritical | unknown | mine-mouth | [6 empty] | Kalimantan | South-eastern Asia | Asia | 1.227 | 114.577 | approximate | [6 empty] | no
G100000105583 | L100000102692 | Indonesia | https://www.gem.wiki/Karang_Asem_power_station | Karang Asem power station | Unit 1 | Karang Asem Unit 1 |  |  | PT Truba Alam Manunggal Engineering Tbk [100%] | E100000121081 [100%] | Oceanwide Holdings Co Ltd [85.0%]; PT Satya Abadi Semesta [10.0%]; China Power International Development Co Ltd [5.0%] | E100000120950 [85.0%]; E100000121065 [10.0%]; E100000000483 [5.0%] | 100 | cancelled |  |  |  | subcritical | unknown |  |  |  |  | Kubu district |  | Karangasem regency | Nusa Tenggara | South-eastern Asia | Asia | -8.3667 | 115.5167 | approximate | [6 empty] | no
G100000105584 | L100000102692 | Indonesia | https://www.gem.wiki/Karang_Asem_power_station | Karang Asem power station | Unit 2 | Karang Asem Unit 2 |  |  | PT Truba Alam Manunggal Engineering Tbk [100%] | E100000121081 [100%] | Oceanwide Holdings Co Ltd [85.0%]; PT Satya Abadi Semesta [10.0%]; China Power International Development Co Ltd [5.0%] | E100000120950 [85.0%]; E100000121065 [10.0%]; E100000000483 [5.0%] | 100 | cancelled |  |  |  | subcritical | unknown |  |  |  |  | Kubu district |  | Karangasem regency | Nusa Tenggara | South-eastern Asia | Asia | -8.3667 | 115.5167 | approximate | [6 empty] | no
G100000105632 | L100000102798 | Indonesia | https://www.gem.wiki/Keban_Agung_power_station | Keban Agung power station | Unit 1 | Keban Agung Unit 1 | 南苏拉哈电站 |  | PT Priamanaya Energi [100%] | E100000121061 [100%] | PT Priamanaya Djan International | E100000121139 | 135 | operating | 2015 |  |  | subcritical | unknown | [5 empty] | West Merapi | Lahat | Sumatera | South-eastern Asia | Asia | -3.7515 | 103.6481 | exact | [6 empty] | no
G100000105633 | L100000102798 | Indonesia | https://www.gem.wiki/Keban_Agung_power_station | Keban Agung power station | Unit 2 | Keban Agung Unit 2 | 南苏拉哈电站 |  | PT Priamanaya Energi [100%] | E100000121061 [100%] | PT Priamanaya Djan International | E100000121139 | 135 | operating | 2015 |  |  | subcritical | unknown | [5 empty] | West Merapi | Lahat | Sumatera | South-eastern Asia | Asia | -3.7515 | 103.6481 | exact | [6 empty] | no
G100000105669 | L100000102810 | Indonesia | https://www.gem.wiki/Kendari-3_power_station | Kendari-3 power station | Unit 1 | Kendari-3 Unit 1 |  |  | PT DSSP Power Kendari [100%] | E100002016379 [100%] | China Datang Overseas Investment Co Ltd [75.0%]; PT Dian Swastatika Sentosa Tbk [25.0%] | E100001001085 [75.0%]; E100001010084 [25.0%] | 50 | operating | 2019 |  | 2044 | subcritical | unknown |  |  |  |  | Kendari |  |  | Sulawesi | South-eastern Asia | Asia | -4.0513 | 122.6534 | exact | [6 empty] | no
G100000105670 | L100000102810 | Indonesia | https://www.gem.wiki/Kendari-3_power_station | Kendari-3 power station | Unit 2 | Kendari-3 Unit 2 |  |  | PT DSSP Power Kendari [100%] | E100002016379 [100%] | China Datang Overseas Investment Co Ltd [75.0%]; PT Dian Swastatika Sentosa Tbk [25.0%] | E100001001085 [75.0%]; E100001010084 [25.0%] | 50 | operating | 2019 |  | 2044 | subcritical | unknown |  |  |  |  | Kendari | Tanjung Tiram | South Konawe | Sulawesi | South-eastern Asia | Asia | -4.0513 | 122.6534 | exact | [6 empty] | no
G100001090979 | L100001080962 | Indonesia | https://www.gem.wiki/Ketapang_Bangun_Sarana_power_station | Ketapang Bangun Sarana power station | Unit 1 | Ketapang Bangun Sarana Unit 1 | Jinjiang Park power station |  | Hangzhou Jinjiang Group Co Ltd [100%] | E100000121878 [100%] | natural person(s) [46.6%]; Zhejiang Hengjia Holding Co Ltd [27.0%]; Hangzhou Yande Industrial Co Ltd [26.3%] | E100000123261 [46.6%]; E100000124002 [27.0%]; E100000124003 [26.3%] | 45 | operating | 2025 |  |  | unknown | unknown | [5 empty] | Jidabang | Ketapang | Kalimantan | South-eastern Asia | Asia | -2.2356 | 110.1066 | exact |  |  |  | aluminum
G100001090980 | L100001080962 | Indonesia | https://www.gem.wiki/Ketapang_Bangun_Sarana_power_station | Ketapang Bangun Sarana power station | Unit 2 | Ketapang Bangun Sarana Unit 2 | Jinjiang Park power station |  | Hangzhou Jinjiang Group Co Ltd [100%] | E100000121878 [100%] | natural person(s) [46.6%]; Zhejiang Hengjia Holding Co Ltd [27.0%]; Hangzhou Yande Industrial Co Ltd [26.3%] | E100000123261 [46.6%]; E100000124002 [27.0%]; E100000124003 [26.3%] | 30 | operating | 2025 |  |  | unknown | unknown | [5 empty] | Jidabang | Ketapang | Kalimantan | South-eastern Asia | Asia | -2.2356 | 110.1066 | exact |  |  |  | aluminum
G100000105679 | L100000102826 | Indonesia | https://www.gem.wiki/Ketapang_Smelter_power_station | Ketapang Smelter power station | Phase I Unit 3 | Ketapang Smelter Phase I Unit 3 | 魏桥集团印尼宏发韦立氧化铝公司印尼热电厂 |  | PT Well Harvest Winning Alumina Refinery [100%] | E100000121085 [100%] | China Hongqiao Group Ltd; Harita Group | E100000120243; E100000120543 | 30 | operating | 2016 |  |  | subcritical | unknown | [5 empty] | Kendawangan | Ketapang | Kalimantan | South-eastern Asia | Asia | -2.3662 | 110.1573 | exact |  |  |  | aluminum | power |  | no | yes
G100000105680 | L100000102826 | Indonesia | https://www.gem.wiki/Ketapang_Smelter_power_station | Ketapang Smelter power station | Phase II Unit 3 | Ketapang Smelter Phase II Unit 3 | 魏桥集团印尼宏发韦立氧化铝公司印尼热电厂 |  | PT Well Harvest Winning Alumina Refinery [100%] | E100000121085 [100%] | China Hongqiao Group Ltd; Harita Group | E100000120243; E100000120543 | 30 | operating | 2021 |  |  | subcritical | unknown | [5 empty] | Kendawangan | Ketapang | Kalimantan | South-eastern Asia | Asia | -2.3662 | 110.1573 | exact |  |  |  | aluminum | power |  | no | yes
G100000114924 | L100000104784 | Indonesia | https://www.gem.wiki/KIPI_Bika_Global_power_station | KIPI Bika Global power station | -- | KIPI Bika Global -- |  |  | PT Binakarya Jaya Abadi Tbk [100%] | E100001011947 [100%] | PT Binakarya Jaya Abadi Tbk [100.0%] | E100001011947 [100.0%] | 200 | cancelled |  |  |  | unknown | unknown |  |  |  |  | Tanah Kuning-Mangkupadi International Port Industrial Zone (KIPI) |  | Bulungan | Kalimantan | South-eastern Asia | Asia | 0.81595 | 117.9308 | approximate |  |  |  | industrial park |  |  | no
G100000114816 | L100000104763 | Indonesia | https://www.gem.wiki/KIPI_power_station | KIPI power station | Unit 1 | KIPI Unit 1 |  |  | natural person(s) [100%] | E100000123261 [100%] | natural person(s) [100.0%] | E100000123261 [100.0%] | 200 | cancelled | 2024 |  |  | unknown | unknown |  |  |  |  | Tanah Kuning-Mangkupadi International Port Industrial Zone (KIPI) |  | Bulungan | Kalimantan | South-eastern Asia | Asia | 0.81595 | 117.9308 | approximate |  |  |  | industrial park |  |  | no
G100000114817 | L100000104763 | Indonesia | https://www.gem.wiki/KIPI_power_station | KIPI power station | Unit 2 | KIPI Unit 2 |  |  | natural person(s) [100%] | E100000123261 [100%] | natural person(s) [100.0%] | E100000123261 [100.0%] | 200 | cancelled | 2024 |  |  | unknown | unknown |  |  |  |  | Tanah Kuning-Mangkupadi International Port Industrial Zone (KIPI) |  | Bulungan | Kalimantan | South-eastern Asia | Asia | 0.81595 | 117.9308 | approximate |  |  |  | industrial park |  |  | no
G100000113838 | L100000104399 | Indonesia | https://www.gem.wiki/Komering_Agung_Power_Station | Komering Agung Power Station | Phase III | Komering Agung Phase III |  |  | PT Sepoetih Daya Prima [100%] | E100000121068 [100%] | PT Pembangunan Perumahan (Persero) Tbk | E100000121057 | 30 | cancelled |  |  |  | subcritical | unknown | [5 empty] | Lampung Tengah |  | Sumatera | South-eastern Asia | Asia | -4.9765 | 105.1857 | exact | [6 empty] | no
G100000113839 | L100000104399 | Indonesia | https://www.gem.wiki/Komering_Agung_Power_Station | Komering Agung Power Station | Phase IV | Komering Agung Phase IV |  |  | PT Sepoetih Daya Prima [100%] | E100000121068 [100%] | PT Pembangunan Perumahan (Persero) Tbk | E100000121057 | 30 | cancelled |  |  |  | subcritical | unknown | [5 empty] | Lampung Tengah |  | Sumatera | South-eastern Asia | Asia | -4.9765 | 105.1857 | exact | [6 empty] | no
G100000105993 | L100000102764 | Indonesia | https://www.gem.wiki/Kuala_Tanjung_Inalum_captive_power_station | Kuala Tanjung Inalum captive power station | Unit 1 | Kuala Tanjung Inalum captive Unit 1 |  |  | PT Bukit Asam Tbk [100%] | E100001000746 [100%] | PT Bukit Asam Tbk [100.0%] | E100001000746 [100.0%] | 300 | cancelled | 2023 |  |  | unknown | unknown | South Sumatra or Riau |  |  |  |  | Sei Suka | Batubara | Sumatera | South-eastern Asia | Asia | 3.3506 | 99.4513 | exact |  |  |  | aluminum | power |  | no
G100000105994 | L100000102764 | Indonesia | https://www.gem.wiki/Kuala_Tanjung_Inalum_captive_power_station | Kuala Tanjung Inalum captive power station | Unit 2 | Kuala Tanjung Inalum captive Unit 2 |  |  | PT Bukit Asam Tbk [100%] | E100001000746 [100%] | PT Bukit Asam Tbk [100.0%] | E100001000746 [100.0%] | 300 | cancelled | 2024 |  |  | unknown | unknown | South Sumatra or Riau |  |  |  |  | Sei Suka | Batubara | Sumatera | South-eastern Asia | Asia | 3.3506 | 99.4513 | exact |  |  |  | aluminum | power |  | no
G100000105995 | L100000102764 | Indonesia | https://www.gem.wiki/Kuala_Tanjung_Inalum_captive_power_station | Kuala Tanjung Inalum captive power station | Unit 3 | Kuala Tanjung Inalum captive Unit 3 |  |  | PT Bukit Asam Tbk; PT Indonesia Asahan Aluminium | E100001000746; E100001000828 | PT Bukit Asam Tbk; PT Indonesia Asahan Aluminium | E100001000746; E100001000828 | 350 | cancelled |  |  |  | unknown | unknown | South Sumatra or Riau |  |  |  | Kuala Tanjung | Sei Suka | Batubara | Sumatera | South-eastern Asia | Asia | 3.3506 | 99.4513 | exact |  |  |  | aluminum | power |  | no
G100000105996 | L100000102765 | Indonesia | https://www.gem.wiki/Kuala_Tanjung-1_power_station | Kuala Tanjung-1 power station | Unit 1 | Kuala Tanjung-1 Unit 1 |  |  | PT Truba Alam Manunggal Engineering Tbk [100%] | E100000121081 [100%] | Oceanwide Holdings Co Ltd [85.0%]; PT Satya Abadi Semesta [10.0%]; China Power International Development Co Ltd [5.0%] | E100000120950 [85.0%]; E100000121065 [10.0%]; E100000000483 [5.0%] | 135 | cancelled |  |  |  | subcritical | unknown |  |  |  |  | Kuala Tanjung (Kuala Cape) |  |  | Sumatera | South-eastern Asia | Asia | 3.3868 | 99.4267 | approximate | [6 empty] | no
G100000105997 | L100000102765 | Indonesia | https://www.gem.wiki/Kuala_Tanjung-1_power_station | Kuala Tanjung-1 power station | Unit 2 | Kuala Tanjung-1 Unit 2 |  |  | PT Truba Alam Manunggal Engineering Tbk [100%] | E100000121081 [100%] | Oceanwide Holdings Co Ltd [85.0%]; PT Satya Abadi Semesta [10.0%]; China Power International Development Co Ltd [5.0%] | E100000120950 [85.0%]; E100000121065 [10.0%]; E100000000483 [5.0%] | 135 | cancelled |  |  |  | subcritical | unknown |  |  |  |  | Kuala Tanjung (Kuala Cape) |  |  | Sumatera | South-eastern Asia | Asia | 3.3868 | 99.4267 | approximate | [6 empty] | no
G100000105998 | L100000102766 | Indonesia | https://www.gem.wiki/Kuala_Tanjung-2_power_station | Kuala Tanjung-2 power station | -- | Kuala Tanjung-2 -- |  |  | to be determined [100%] | E100000121374 [100%] | to be determined [100.0%] | E100000121374 [100.0%] | 450 | cancelled |  |  |  | subcritical | unknown |  |  |  |  | Kuala Tanjung |  |  | Sumatera | South-eastern Asia | Asia | 3.3754 | 99.4418 | approximate | [6 empty] | no
G100000114178 | L100000104570 | Indonesia | https://www.gem.wiki/Kulon_Progo_power_station | Kulon Progo power station | -- | Kulon Progo -- |  |  | PT Jogja Magasa Iron [100%] | E100000121033 [100%] | Indomie | E100000120613 | 100 | cancelled |  |  |  | unknown | unknown |  |  |  |  | Kulon Progo | Yogyakarta |  | Jawa | South-eastern Asia | Asia | -7.8139 | 110.175 | approximate | [6 empty] | no
G100000106084 | L100000102767 | Indonesia | https://www.gem.wiki/Labuhan_Angin_power_station | Labuhan Angin power station | Unit 1 | Labuhan Angin Unit 1 |  |  | PT PLN (Persero) [100%] | E100000000537 [100%] | PT PLN (Persero) [100.0%] | E100000000537 [100.0%] | 115 | operating | 2008 |  |  | subcritical | lignite |  |  |  | bioenergy | Labuhan Angin | Tapian Nauli | Tapanuli Tengah | Sumatera | South-eastern Asia | Asia | 1.7519 | 98.7313 | exact | [6 empty] | no
G100000106085 | L100000102767 | Indonesia | https://www.gem.wiki/Labuhan_Angin_power_station | Labuhan Angin power station | Unit 2 | Labuhan Angin Unit 2 |  |  | PT PLN (Persero) [100%] | E100000000537 [100%] | PT PLN (Persero) [100.0%] | E100000000537 [100.0%] | 115 | operating | 2008 |  |  | subcritical | lignite |  |  |  | bioenergy | Labuhan Angin | Tapian Nauli | Tapanuli Tengah | Sumatera | South-eastern Asia | Asia | 1.7519 | 98.7313 | exact | [6 empty] | no
G100000106086 | L100000102767 | Indonesia | https://www.gem.wiki/Labuhan_Angin_power_station | Labuhan Angin power station | Unit 3 | Labuhan Angin Unit 3 |  |  | PT PLN (Persero) [100%] | E100000000537 [100%] | PT PLN (Persero) [100.0%] | E100000000537 [100.0%] | 115 | cancelled |  |  |  | subcritical | lignite |  |  |  |  | Labuhan Angin | Tapian Nauli | Central Tapanuli (Tapanuli Tengah) | Sumatera | South-eastern Asia | Asia | 1.752 | 98.7305 | exact | [6 empty] | no
G100000106134 | L100000102768 | Indonesia | https://www.gem.wiki/Lamhotma_power_station | Lamhotma power station | Unit 1 | Lamhotma Unit 1 |  |  | PT Dalle Energy Batam [100%] | E100000120312 [100%] | unknown [52.0%]; PT Medco Energi Internasional Tbk; PT Medco Power Internasional | E100000132388 [52.0%]; E100000000533; E100002008263 | 100 | cancelled |  |  |  | subcritical | unknown | [7 empty] | Sumatera | South-eastern Asia | Asia | 3.3754 | 99.4418 | approximate | [6 empty] | no
G100000106135 | L100000102768 | Indonesia | https://www.gem.wiki/Lamhotma_power_station | Lamhotma power station | Unit 2 | Lamhotma Unit 2 |  |  | PT Dalle Energy Batam [100%] | E100000120312 [100%] | unknown [52.0%]; PT Medco Energi Internasional Tbk; PT Medco Power Internasional | E100000132388 [52.0%]; E100000000533; E100002008263 | 100 | cancelled |  |  |  | subcritical | unknown | [7 empty] | Sumatera | South-eastern Asia | Asia | 3.3754 | 99.4418 | approximate | [6 empty] | no
G100000106136 | L100000102754 | Indonesia | https://www.gem.wiki/Lampung_Sebalang_power_station | Lampung Sebalang power station | Unit 1 | Lampung Sebalang Unit 1 | 榜楠发电项目 (Unit 1, Unit 2) |  | PT PLN (Persero) [100%] | E100000000537 [100%] | PT PLN (Persero) [100.0%] | E100000000537 [100.0%] | 100 | operating | 2015 |  |  | subcritical | bituminous |  |  |  | bioenergy | Sebalang | Katibung | South Lampung | Sumatera | South-eastern Asia | Asia | -5.5859 | 105.3872 | exact | [6 empty] | no
G100000106137 | L100000102754 | Indonesia | https://www.gem.wiki/Lampung_Sebalang_power_station | Lampung Sebalang power station | Unit 2 | Lampung Sebalang Unit 2 | 榜楠发电项目 (Unit 1, Unit 2) |  | PT PLN (Persero) [100%] | E100000000537 [100%] | PT PLN (Persero) [100.0%] | E100000000537 [100.0%] | 100 | operating | 2015 |  |  | subcritical | bituminous |  |  |  | bioenergy | Sebalang | Katibung | South Lampung | Sumatera | South-eastern Asia | Asia | -5.5859 | 105.3872 | exact | [6 empty] | no
G100000114183 | L100000102754 | Indonesia | https://www.gem.wiki/Lampung_Sebalang_power_station | Lampung Sebalang power station | Unit 3 | Lampung Sebalang Unit 3 | 榜楠发电项目 (Unit 1, Unit 2) |  | PT PLN (Persero) [100%] | E100000000537 [100%] | PT PLN (Persero) [100.0%] | E100000000537 [100.0%] | 300 | cancelled | 2026 |  |  | unknown | unknown |  |  |  |  | Sebalang | Katibung | South Lampung | Sumatera | South-eastern Asia | Asia | -5.5859 | 105.3872 | exact | [6 empty] | no
G100000106384 | L100000102829 | Indonesia | https://www.gem.wiki/Lombok_2_power_station | Lombok 2 power station | Unit 1 | Lombok 2 Unit 1 |  |  | PT PLN (Persero) [100%] | E100000000537 [100%] | PT PLN (Persero) [100.0%] | E100000000537 [100.0%] | 50 | cancelled | 2023 |  |  | subcritical | unknown | [6 empty] | East Lombok | Nusa Tenggara | South-eastern Asia | Asia | -8.348 | 116.7172 | approximate | [6 empty] | no
G100000106385 | L100000102829 | Indonesia | https://www.gem.wiki/Lombok_2_power_station | Lombok 2 power station | Unit 2 | Lombok 2 Unit 2 |  |  | PT PLN (Persero) [100%] | E100000000537 [100%] | PT PLN (Persero) [100.0%] | E100000000537 [100.0%] | 50 | cancelled | 2024 |  |  | subcritical | unknown | [6 empty] | East Lombok | Nusa Tenggara | South-eastern Asia | Asia | -8.348 | 116.7172 | approximate | [6 empty] | no
G100000106386 | L100000102830 | Indonesia | https://www.gem.wiki/Lombok_3_power_station | Lombok 3 power station | Unit 1 | Lombok 3 Unit 1 |  |  | PT PLN (Persero) [100%] | E100000000537 [100%] | PT PLN (Persero) [100.0%] | E100000000537 [100.0%] | 50 | cancelled | 2026 |  |  | subcritical | unknown | [6 empty] | North Lombok | Nusa Tenggara | South-eastern Asia | Asia | -8.2852 | 116.6032 | approximate | [6 empty] | no
G100000106387 | L100000102830 | Indonesia | https://www.gem.wiki/Lombok_3_power_station | Lombok 3 power station | Unit 2 | Lombok 3 Unit 2 |  |  | PT PLN (Persero) [100%] | E100000000537 [100%] | PT PLN (Persero) [100.0%] | E100000000537 [100.0%] | 50 | cancelled | 2027 |  |  | subcritical | unknown | [6 empty] | North Lombok | Nusa Tenggara | South-eastern Asia | Asia | -8.2852 | 116.6032 | approximate | [6 empty] | no
G100000114194 | L100000104579 | Indonesia | https://www.gem.wiki/Lombok_4_power_station | Lombok 4 power station | Unit 1 | Lombok 4 Unit 1 |  |  | PT PLN (Persero) [100%] | E100000000537 [100%] | PT PLN (Persero) [100.0%] | E100000000537 [100.0%] | 50 | cancelled | 2028 |  |  | subcritical | unknown | [6 empty] | North Lombok | Nusa Tenggara | South-eastern Asia | Asia | -8.5733 | 116.3511 | approximate | [6 empty] | no
G100000114195 | L100000104579 | Indonesia | https://www.gem.wiki/Lombok_4_power_station | Lombok 4 power station | Unit 2 | Lombok 4 Unit 2 |  |  | PT PLN (Persero) [100%] | E100000000537 [100%] | PT PLN (Persero) [100.0%] | E100000000537 [100.0%] | 50 | cancelled | 2029 |  |  | subcritical | unknown | [6 empty] | North Lombok | Nusa Tenggara | South-eastern Asia | Asia | -8.5733 | 116.3511 | approximate | [6 empty] | no
G100000106388 | L100000102831 | Indonesia | https://www.gem.wiki/Lombok_FTP2_power_station | Lombok FTP2 power station | Unit 1 | Lombok FTP2 Unit 1 | PLTU Sambelia |  | PT PLN (Persero) [100%] | E100000000537 [100%] | PT PLN (Persero) [100.0%] | E100000000537 [100.0%] | 50 | construction | 2026 |  |  | subcritical | unknown |  |  |  |  | Sambelia |  | East Lombok | Nusa Tenggara | South-eastern Asia | Asia | -8.4221 | 116.7096 | exact | [6 empty] | no
G100000106389 | L100000102831 | Indonesia | https://www.gem.wiki/Lombok_FTP2_power_station | Lombok FTP2 power station | Unit 2 | Lombok FTP2 Unit 2 | PLTU Sambelia |  | PT PLN (Persero) [100%] | E100000000537 [100%] | PT PLN (Persero) [100.0%] | E100000000537 [100.0%] | 50 | construction | 2025 |  |  | subcritical | unknown |  |  |  |  | Sambelia |  | East Lombok | Nusa Tenggara | South-eastern Asia | Asia | -8.4221 | 116.7096 | exact | [6 empty] | no
G100000106545 | L100000102724 | Indonesia | https://www.gem.wiki/Madura_PTBA_power_station | Madura PTBA power station | Unit 1 | Madura PTBA Unit 1 |  |  | PT PLN (Persero) [100%] | E100000000537 [100%] | PT PLN (Persero) [100.0%] | E100000000537 [100.0%] | 225 | cancelled |  |  |  | subcritical | unknown |  |  |  |  | Pulau Madura |  |  | Jawa | South-eastern Asia | Asia | -7.0777 | 113.2871 | approximate | [6 empty] | no
G100000106546 | L100000102724 | Indonesia | https://www.gem.wiki/Madura_PTBA_power_station | Madura PTBA power station | Unit 2 | Madura PTBA Unit 2 |  |  | PT PLN (Persero) [100%] | E100000000537 [100%] | PT PLN (Persero) [100.0%] | E100000000537 [100.0%] | 225 | cancelled |  |  |  | subcritical | unknown |  |  |  |  | Pulau Madura |  |  | Jawa | South-eastern Asia | Asia | -7.0777 | 113.2871 | approximate | [6 empty] | no
G100000113840 | L100000104400 | Indonesia | https://www.gem.wiki/Medan_Steel_Mill_power_station | Medan Steel Mill power station | Unit 1 | Medan Steel Mill Unit 1 |  |  | PT Gahapi Nisco Steel [100%] | E100000121013 [100%] | Nanjing Iron and Steel Co Ltd; PT Gunung Gahapi | E100001000920; E100000121019 | 30 | operating | 2017 |  |  | subcritical | unknown | [5 empty] | Medan |  | Sumatera | South-eastern Asia | Asia | 3.6676 | 98.6654 | exact |  |  |  | iron & steel | power |  | no
G100000113841 | L100000104400 | Indonesia | https://www.gem.wiki/Medan_Steel_Mill_power_station | Medan Steel Mill power station | Unit 2 | Medan Steel Mill Unit 2 |  |  | PT Gahapi Nisco Steel [100%] | E100000121013 [100%] | Nanjing Iron and Steel Co Ltd; PT Gunung Gahapi | E100001000920; E100000121019 | 30 | operating | 2017 |  |  | subcritical | unknown | [5 empty] | Medan |  | Sumatera | South-eastern Asia | Asia | 3.6676 | 98.6654 | exact |  |  |  | iron & steel | power |  | no
G100001094663 | L100001083608 | Indonesia | https://www.gem.wiki/Mempawah_SGAR_power_station | Mempawah SGAR power station | Unit 1 | Mempawah SGAR Unit 1 |  |  | PT Bukit Asam Tbk [100%] | E100001000746 [100%] | PT Bukit Asam Tbk [100.0%] | E100001000746 [100.0%] | 200 | pre-permit | 2028 |  |  | unknown | unknown | [5 empty] | Mempawah | West Kalimantan | Kalimantan | South-eastern Asia | Asia | 0.36456 | 108.9557 | approximate |  |  |  | aluminum
G100001094664 | L100001083608 | Indonesia | https://www.gem.wiki/Mempawah_SGAR_power_station | Mempawah SGAR power station | Unit 2 | Mempawah SGAR Unit 2 |  |  | PT Bukit Asam Tbk [100%] | E100001000746 [100%] | PT Bukit Asam Tbk [100.0%] | E100001000746 [100.0%] | 200 | pre-permit | 2028 |  |  | unknown | unknown | [5 empty] | Mempawah | West Kalimantan | Kalimantan | South-eastern Asia | Asia | 0.36456 | 108.9557 | approximate |  |  |  | aluminum
G100001094665 | L100001083608 | Indonesia | https://www.gem.wiki/Mempawah_SGAR_power_station | Mempawah SGAR power station | Unit 3 | Mempawah SGAR Unit 3 |  |  | PT Bukit Asam Tbk [100%] | E100001000746 [100%] | PT Bukit Asam Tbk [100.0%] | E100001000746 [100.0%] | 200 | pre-permit | 2028 |  |  | unknown | unknown | [5 empty] | Mempawah | West Kalimantan | Kalimantan | South-eastern Asia | Asia | 0.36456 | 108.9557 | approximate |  |  |  | aluminum
G100001094666 | L100001083608 | Indonesia | https://www.gem.wiki/Mempawah_SGAR_power_station | Mempawah SGAR power station | Unit 4 | Mempawah SGAR Unit 4 |  |  | PT Bukit Asam Tbk [100%] | E100001000746 [100%] | PT Bukit Asam Tbk [100.0%] | E100001000746 [100.0%] | 200 | pre-permit | 2028 |  |  | unknown | unknown | [5 empty] | Mempawah | West Kalimantan | Kalimantan | South-eastern Asia | Asia | 0.36456 | 108.9557 | approximate |  |  |  | aluminum
G100001094667 | L100001083608 | Indonesia | https://www.gem.wiki/Mempawah_SGAR_power_station | Mempawah SGAR power station | Unit 5 | Mempawah SGAR Unit 5 |  |  | PT Bukit Asam Tbk [100%] | E100001000746 [100%] | PT Bukit Asam Tbk [100.0%] | E100001000746 [100.0%] | 200 | pre-permit | 2028 |  |  | unknown | unknown | [5 empty] | Mempawah | West Kalimantan | Kalimantan | South-eastern Asia | Asia | 0.36456 | 108.9557 | approximate |  |  |  | aluminum
G100001094668 | L100001083608 | Indonesia | https://www.gem.wiki/Mempawah_SGAR_power_station | Mempawah SGAR power station | Unit 6 | Mempawah SGAR Unit 6 |  |  | PT Bukit Asam Tbk [100%] | E100001000746 [100%] | PT Bukit Asam Tbk [100.0%] | E100001000746 [100.0%] | 200 | pre-permit | 2028 |  |  | unknown | unknown | [5 empty] | Mempawah | West Kalimantan | Kalimantan | South-eastern Asia | Asia | 0.36456 | 108.9557 | approximate |  |  |  | aluminum
G100000106864 | L100000102704 | Indonesia | https://www.gem.wiki/Merak_power_station | Merak power station | Unit 1 | Merak Unit 1 |  |  | PT Merak Energi Indonesia [100%] | E100000121040 [100%] | PT Merak Energi Indonesia [100.0%] | E100000121040 [100.0%] | 60 | operating | 2014 |  |  | subcritical | unknown | [5 empty] | Pulo Ampel | Serang | Jawa | South-eastern Asia | Asia | -5.884 | 106.0642 | exact |  |  |  | chemicals |  |  | no
G100000106865 | L100000102704 | Indonesia | https://www.gem.wiki/Merak_power_station | Merak power station | Unit 2 | Merak Unit 2 |  |  | PT Merak Energi Indonesia [100%] | E100000121040 [100%] | PT Merak Energi Indonesia [100.0%] | E100000121040 [100.0%] | 60 | operating | 2014 |  |  | subcritical | unknown | [5 empty] | Pulo Ampel | Serang | Jawa | South-eastern Asia | Asia | -5.884 | 106.0642 | exact |  |  |  | chemicals |  |  | no
G100000106887 | L100000102755 | Indonesia | https://www.gem.wiki/Mesuji_power_station | Mesuji power station | Unit 1 | Mesuji Unit 1 | 神华印尼楠榜电厂 |  | China Shenhua Energy Co Ltd [100%] | E100000000175 [100%] | China Shenhua Energy Co Ltd [100.0%] | E100000000175 [100.0%] | 350 | cancelled |  |  |  | unknown | unknown |  |  |  |  | Mesuji regency |  |  | Sumatera | South-eastern Asia | Asia | -4.0128 | 105.463 | approximate | [6 empty] | no
G100000106888 | L100000102755 | Indonesia | https://www.gem.wiki/Mesuji_power_station | Mesuji power station | Unit 2 | Mesuji Unit 2 | 神华印尼楠榜电厂 |  | China Shenhua Energy Co Ltd [100%] | E100000000175 [100%] | China Shenhua Energy Co Ltd [100.0%] | E100000000175 [100.0%] | 350 | cancelled |  |  |  | unknown | unknown |  |  |  |  | Mesuji regency |  |  | Sumatera | South-eastern Asia | Asia | -4.0128 | 105.463 | approximate | [6 empty] | no
G100000107095 | L100000102799 | Indonesia | https://www.gem.wiki/Mulut_Tambang_power_station | Mulut Tambang power station | Unit 1 | Mulut Tambang Unit 1 |  |  | to be determined [100%] | E100000121374 [100%] | to be determined [100.0%] | E100000121374 [100.0%] | 600 | cancelled | 2020 |  |  | unknown | unknown | [5 empty] | Rawas Ilir | Musi Rawas | Sumatera | South-eastern Asia | Asia | -2.618 | 103.127 | approximate | [6 empty] | no
G100000107096 | L100000102799 | Indonesia | https://www.gem.wiki/Mulut_Tambang_power_station | Mulut Tambang power station | Unit 2 | Mulut Tambang Unit 2 |  |  | to be determined [100%] | E100000121374 [100%] | to be determined [100.0%] | E100000121374 [100.0%] | 600 | cancelled | 2021 |  |  | unknown | unknown | [5 empty] | Rawas Ilir | Musi Rawas | Sumatera | South-eastern Asia | Asia | -2.618 | 103.127 | approximate | [6 empty] | no
G100000107177 | L100000102690 | Indonesia | https://www.gem.wiki/Nagan_Raya_power_station | Nagan Raya power station | Unit 1 | Nagan Raya Unit 1 | 大唐米拉务电站, 印尼国电亚齐电站 (Unit 1, Unit 2), 大唐米拉务电站 (Unit 3, Unit 4), 印尼国电亚齐电站 |  | PT PLN (Persero) [100%] | E100000000537 [100%] | PT PLN (Persero) [100.0%] | E100000000537 [100.0%] | 110 | operating | 2013 |  |  | subcritical | unknown |  |  |  | bioenergy |  |  | Nagan Raya | Sumatera | South-eastern Asia | Asia | 4.1076 | 96.1989 | exact | [6 empty] | no
G100000107178 | L100000102690 | Indonesia | https://www.gem.wiki/Nagan_Raya_power_station | Nagan Raya power station | Unit 2 | Nagan Raya Unit 2 | 大唐米拉务电站, 印尼国电亚齐电站 (Unit 1, Unit 2), 大唐米拉务电站 (Unit 3, Unit 4), 印尼国电亚齐电站 |  | Unnamed special purpose vehicle [100%] | E100000121494 [100%] | Unnamed special purpose vehicle [100.0%] | E100000121494 [100.0%] | 110 | operating | 2014 |  |  | subcritical | unknown |  |  |  | bioenergy |  |  | Nagan Raya | Sumatera | South-eastern Asia | Asia | 4.1076 | 96.1989 | exact | [6 empty] | no
G100000107179 | L100000102690 | Indonesia | https://www.gem.wiki/Nagan_Raya_power_station | Nagan Raya power station | Unit 3 | Nagan Raya Unit 3 | 大唐米拉务电站, 印尼国电亚齐电站 (Unit 1, Unit 2), 大唐米拉务电站 (Unit 3, Unit 4), 印尼国电亚齐电站 |  | PT Meulaboh Power Generation [100%] | E100000121043 [100%] | China Datang Overseas Investment Co Ltd [62.0%]; PT Pembangunan Perumahan (Persero) Tbk [33.7%]; small shareholder(s) [4.0%] | E100001001085 [62.0%]; E100000121057 [33.7%]; E100001015587 [4.0%] | 225 | operating | 2023 |  |  | subcritical | unknown | [6 empty] | Nagan Raya | Sumatera | South-eastern Asia | Asia | 4.1156 | 96.2024 | exact | [6 empty] | no
G100000107180 | L100000102690 | Indonesia | https://www.gem.wiki/Nagan_Raya_power_station | Nagan Raya power station | Unit 4 | Nagan Raya Unit 4 | 大唐米拉务电站, 印尼国电亚齐电站 (Unit 1, Unit 2), 大唐米拉务电站 (Unit 3, Unit 4), 印尼国电亚齐电站 |  | PT Meulaboh Power Generation [100%] | E100000121043 [100%] | China Datang Overseas Investment Co Ltd [62.0%]; PT Pembangunan Perumahan (Persero) Tbk [33.7%]; small shareholder(s) [4.0%] | E100001001085 [62.0%]; E100000121057 [33.7%]; E100001015587 [4.0%] | 225 | operating | 2023 |  |  | subcritical | unknown | [6 empty] | Nagan Raya | Sumatera | South-eastern Asia | Asia | 4.1156 | 96.2024 | exact | [6 empty] | no
G100000107201 | L100000102738 | Indonesia | https://www.gem.wiki/NALCO_East_Kutai_power_station | NALCO East Kutai power station | Unit 1 | NALCO East Kutai Unit 1 |  |  | PT Nalco Indonesia; MEC Coal Pte Ltd | E100000120792; E100001000446 | Ecolab Inc; Municipality of Ras al-Khaimah; Trimex International FZE | E100001000448; E100001000911; E100002010760 | 250 | cancelled |  |  |  | subcritical | subbituminous | [5 empty] | Muara Wahau | East Kutai | Kalimantan | South-eastern Asia | Asia | 1.254 | 116.682 | approximate |  |  |  | aluminum |  |  | no
G100000107202 | L100000102738 | Indonesia | https://www.gem.wiki/NALCO_East_Kutai_power_station | NALCO East Kutai power station | Unit 2 | NALCO East Kutai Unit 2 |  |  | PT Nalco Indonesia; MEC Coal Pte Ltd | E100000120792; E100001000446 | Ecolab Inc; Municipality of Ras al-Khaimah; Trimex International FZE | E100001000448; E100001000911; E100002010760 | 250 | cancelled |  |  |  | subcritical | subbituminous | [5 empty] | Muara Wahau | East Kutai | Kalimantan | South-eastern Asia | Asia | 1.254 | 116.682 | approximate |  |  |  | aluminum |  |  | no
G100000107203 | L100000102738 | Indonesia | https://www.gem.wiki/NALCO_East_Kutai_power_station | NALCO East Kutai power station | Unit 3 | NALCO East Kutai Unit 3 |  |  | PT Nalco Indonesia; MEC Coal Pte Ltd | E100000120792; E100001000446 | Ecolab Inc; Municipality of Ras al-Khaimah; Trimex International FZE | E100001000448; E100001000911; E100002010760 | 250 | cancelled |  |  |  | subcritical | subbituminous | [5 empty] | Muara Wahau | East Kutai | Kalimantan | South-eastern Asia | Asia | 1.254 | 116.682 | approximate |  |  |  | aluminum |  |  | no
G100000107204 | L100000102738 | Indonesia | https://www.gem.wiki/NALCO_East_Kutai_power_station | NALCO East Kutai power station | Unit 4 | NALCO East Kutai Unit 4 |  |  | PT Nalco Indonesia; MEC Coal Pte Ltd | E100000120792; E100001000446 | Ecolab Inc; Municipality of Ras al-Khaimah; Trimex International FZE | E100001000448; E100001000911; E100002010760 | 250 | cancelled |  |  |  | subcritical | subbituminous | [5 empty] | Muara Wahau | East Kutai | Kalimantan | South-eastern Asia | Asia | 1.254 | 116.682 | approximate |  |  |  | aluminum |  |  | no
G100000107205 | L100000102738 | Indonesia | https://www.gem.wiki/NALCO_East_Kutai_power_station | NALCO East Kutai power station | Unit 5 | NALCO East Kutai Unit 5 |  |  | PT Nalco Indonesia; MEC Coal Pte Ltd | E100000120792; E100001000446 | Ecolab Inc; Municipality of Ras al-Khaimah; Trimex International FZE | E100001000448; E100001000911; E100002010760 | 250 | cancelled |  |  |  | subcritical | subbituminous | [5 empty] | Muara Wahau | East Kutai | Kalimantan | South-eastern Asia | Asia | 1.254 | 116.682 | approximate |  |  |  | aluminum |  |  | no
G100000114352 | L100000104619 | Indonesia | https://www.gem.wiki/Nanshan_Industrial_Park_power_station | Nanshan Industrial Park power station | Phase I Unit 1 | Nanshan Industrial Park Phase I Unit 1 | 公司印尼宾坦岛卡朗巴唐经济特区动力中心4×150MW电站项目 (Phase II), 南山宾坦工业园自备电厂 |  | PT Bintan Alumina Indonesia [100%] | E100000120999 [100%] | Nanshan Aluminium International Holdings Ltd [72.7%]; Hong Kong Prime Aluminium Investment Ltd [25.0%]; small shareholder(s) [2.3%] | E100002015281 [72.7%]; E100002015282 [25.0%]; E100001015587 [2.3%] | 30 | operating | 2021 |  |  | subcritical | unknown | [5 empty] | Galang Batang | Bintan | Sumatera | South-eastern Asia | Asia | 0.91164 | 104.6505 | exact |  |  |  | aluminum | power |  | no | yes
G100000114488 | L100000104619 | Indonesia | https://www.gem.wiki/Nanshan_Industrial_Park_power_station | Nanshan Industrial Park power station | Phase I Unit 2 | Nanshan Industrial Park Phase I Unit 2 | 公司印尼宾坦岛卡朗巴唐经济特区动力中心4×150MW电站项目 (Phase II), 南山宾坦工业园自备电厂 |  | PT Bintan Alumina Indonesia [100%] | E100000120999 [100%] | Nanshan Aluminium International Holdings Ltd [72.7%]; Hong Kong Prime Aluminium Investment Ltd [25.0%]; small shareholder(s) [2.3%] | E100002015281 [72.7%]; E100002015282 [25.0%]; E100001015587 [2.3%] | 30 | operating | 2021 |  |  | subcritical | unknown | [5 empty] | Galang Batang | Bintan | Sumatera | South-eastern Asia | Asia | 0.91164 | 104.6505 | exact |  |  |  | aluminum | power |  | no | yes
G100000114489 | L100000104619 | Indonesia | https://www.gem.wiki/Nanshan_Industrial_Park_power_station | Nanshan Industrial Park power station | Phase I Unit 3 | Nanshan Industrial Park Phase I Unit 3 | 公司印尼宾坦岛卡朗巴唐经济特区动力中心4×150MW电站项目 (Phase II), 南山宾坦工业园自备电厂 |  | PT Bintan Alumina Indonesia [100%] | E100000120999 [100%] | Nanshan Aluminium International Holdings Ltd [72.7%]; Hong Kong Prime Aluminium Investment Ltd [25.0%]; small shareholder(s) [2.3%] | E100002015281 [72.7%]; E100002015282 [25.0%]; E100001015587 [2.3%] | 30 | operating | 2022 |  |  | subcritical | unknown | [5 empty] | Galang Batang | Bintan | Sumatera | South-eastern Asia | Asia | 0.91164 | 104.6505 | exact |  |  |  | aluminum | power |  | no | yes
G100000114901 | L100000104619 | Indonesia | https://www.gem.wiki/Nanshan_Industrial_Park_power_station | Nanshan Industrial Park power station | Phase I Unit 4 | Nanshan Industrial Park Phase I Unit 4 | 公司印尼宾坦岛卡朗巴唐经济特区动力中心4×150MW电站项目 (Phase II), 南山宾坦工业园自备电厂 |  | PT Bintan Alumina Indonesia [100%] | E100000120999 [100%] | Nanshan Aluminium International Holdings Ltd [72.7%]; Hong Kong Prime Aluminium Investment Ltd [25.0%]; small shareholder(s) [2.3%] | E100002015281 [72.7%]; E100002015282 [25.0%]; E100001015587 [2.3%] | 30 | operating | 2022 |  |  | subcritical | unknown | [5 empty] | Galang Batang | Bintan | Sumatera | South-eastern Asia | Asia | 0.91164 | 104.6505 | exact |  |  |  | aluminum | power |  | no | yes
G100000114902 | L100000104619 | Indonesia | https://www.gem.wiki/Nanshan_Industrial_Park_power_station | Nanshan Industrial Park power station | Phase I Unit 5 | Nanshan Industrial Park Phase I Unit 5 | 公司印尼宾坦岛卡朗巴唐经济特区动力中心4×150MW电站项目 (Phase II), 南山宾坦工业园自备电厂 |  | PT Bintan Alumina Indonesia [100%] | E100000120999 [100%] | Nanshan Aluminium International Holdings Ltd [72.7%]; Hong Kong Prime Aluminium Investment Ltd [25.0%]; small shareholder(s) [2.3%] | E100002015281 [72.7%]; E100002015282 [25.0%]; E100001015587 [2.3%] | 30 | operating | 2023 |  |  | subcritical | unknown | [5 empty] | Galang Batang | Bintan | Sumatera | South-eastern Asia | Asia | 0.91164 | 104.6505 | exact |  |  |  | aluminum | power |  | no | yes
G100000114903 | L100000104619 | Indonesia | https://www.gem.wiki/Nanshan_Industrial_Park_power_station | Nanshan Industrial Park power station | Phase I Unit 6 | Nanshan Industrial Park Phase I Unit 6 | 公司印尼宾坦岛卡朗巴唐经济特区动力中心4×150MW电站项目 (Phase II), 南山宾坦工业园自备电厂 |  | PT Bintan Alumina Indonesia [100%] | E100000120999 [100%] | Nanshan Aluminium International Holdings Ltd [72.7%]; Hong Kong Prime Aluminium Investment Ltd [25.0%]; small shareholder(s) [2.3%] | E100002015281 [72.7%]; E100002015282 [25.0%]; E100001015587 [2.3%] | 30 | operating | 2023 |  |  | subcritical | unknown | [5 empty] | Galang Batang | Bintan | Sumatera | South-eastern Asia | Asia | 0.91164 | 104.6505 | exact |  |  |  | aluminum | power |  | no | yes
G100001052604 | L100000104979 | Indonesia | https://www.gem.wiki/AlamTri_Aluminum_Smelter_power_station | AlamTri Aluminum Smelter power station | Phase I Unit 4 | AlamTri Aluminum Smelter Phase I Unit 4 | PT Kalimantan Industrial Park Indonesia power station, Adaro Aluminum Smelter power station |  | PT Kaltara Power Indonesia [100%] | E100000120702 [100%] | PT Alamtri Resources Indonesia Tbk [84.0%]; PT Cita Mineral Investindo Tbk [16.0%] | E100001000782 [84.0%]; E100002018990 [16.0%] | 380 | construction | 2025 |  |  | unknown | unknown | [5 empty] | Tanah Kuning | Bulungan | Kalimantan | South-eastern Asia | Asia | 2.4947 | 117.9002 | exact |  |  |  | aluminum | power |  | no
G100001054770 | L100001047944 | Indonesia | https://www.gem.wiki/Gallant_Venture_power_station | Gallant Venture power station | Phase I Unit 1 | Gallant Venture Phase I Unit 1 |  |  | Gallant Venture Ltd [100%] | E100001011137 [100%] | Gallant Venture Ltd [100.0%] | E100001011137 [100.0%] | 350 | construction |  |  |  | supercritical | unknown | [5 empty] | Setokok | Batam | Sumatera | South-eastern Asia | Asia | 0.95756 | 104.0486 | exact |  |  |  | industrial park
G100000114906 | L100000104619 | Indonesia | https://www.gem.wiki/Nanshan_Industrial_Park_power_station | Nanshan Industrial Park power station | Phase II Unit 3 | Nanshan Industrial Park Phase II Unit 3 | 公司印尼宾坦岛卡朗巴唐经济特区动力中心4×150MW电站项目 (Phase II), 南山宾坦工业园自备电厂 |  | PT Bintan Alumina Indonesia [100%] | E100000120999 [100%] | Nanshan Aluminium International Holdings Ltd [72.7%]; Hong Kong Prime Aluminium Investment Ltd [25.0%]; small shareholder(s) [2.3%] | E100002015281 [72.7%]; E100002015282 [25.0%]; E100001015587 [2.3%] | 150 | pre-permit | 2027 |  |  | unknown | unknown | [5 empty] | Galang Batang | Bintan | Sumatera | South-eastern Asia | Asia | 0.91164 | 104.6505 | exact |  |  |  | aluminum | power |  | no
G100000114907 | L100000104619 | Indonesia | https://www.gem.wiki/Nanshan_Industrial_Park_power_station | Nanshan Industrial Park power station | Phase II Unit 4 | Nanshan Industrial Park Phase II Unit 4 | 公司印尼宾坦岛卡朗巴唐经济特区动力中心4×150MW电站项目 (Phase II), 南山宾坦工业园自备电厂 |  | PT Bintan Alumina Indonesia [100%] | E100000120999 [100%] | Nanshan Aluminium International Holdings Ltd [72.7%]; Hong Kong Prime Aluminium Investment Ltd [25.0%]; small shareholder(s) [2.3%] | E100002015281 [72.7%]; E100002015282 [25.0%]; E100001015587 [2.3%] | 150 | pre-permit | 2027 |  |  | unknown | unknown | [5 empty] | Galang Batang | Bintan | Sumatera | South-eastern Asia | Asia | 0.91164 | 104.6505 | exact |  |  |  | aluminum | power |  | no
G100000114908 | L100000104619 | Indonesia | https://www.gem.wiki/Nanshan_Industrial_Park_power_station | Nanshan Industrial Park power station | Phase II Unit 5 | Nanshan Industrial Park Phase II Unit 5 | 公司印尼宾坦岛卡朗巴唐经济特区动力中心4×150MW电站项目 (Phase II), 南山宾坦工业园自备电厂 |  | PT Bintan Alumina Indonesia [100%] | E100000120999 [100%] | Nanshan Aluminium International Holdings Ltd [72.7%]; Hong Kong Prime Aluminium Investment Ltd [25.0%]; small shareholder(s) [2.3%] | E100002015281 [72.7%]; E100002015282 [25.0%]; E100001015587 [2.3%] | 150 | announced | 2027 |  |  | unknown | unknown | [5 empty] | Galang Batang | Bintan | Sumatera | South-eastern Asia | Asia | 0.91164 | 104.6505 | exact |  |  |  | aluminum | power |  | no
G100000114909 | L100000104619 | Indonesia | https://www.gem.wiki/Nanshan_Industrial_Park_power_station | Nanshan Industrial Park power station | Phase II Unit 6 | Nanshan Industrial Park Phase II Unit 6 | 公司印尼宾坦岛卡朗巴唐经济特区动力中心4×150MW电站项目 (Phase II), 南山宾坦工业园自备电厂 |  | PT Bintan Alumina Indonesia [100%] | E100000120999 [100%] | Nanshan Aluminium International Holdings Ltd [72.7%]; Hong Kong Prime Aluminium Investment Ltd [25.0%]; small shareholder(s) [2.3%] | E100002015281 [72.7%]; E100002015282 [25.0%]; E100001015587 [2.3%] | 150 | announced | 2027 |  |  | unknown | unknown | [5 empty] | Galang Batang | Bintan | Sumatera | South-eastern Asia | Asia | 0.91164 | 104.6505 | exact |  |  |  | aluminum | power |  | no
G100001093525 | L100000104619 | Indonesia | https://www.gem.wiki/Nanshan_Industrial_Park_power_station | Nanshan Industrial Park power station | Phase II Unit 7 | Nanshan Industrial Park Phase II Unit 7 | 公司印尼宾坦岛卡朗巴唐经济特区动力中心4×150MW电站项目 (Phase II), 南山宾坦工业园自备电厂 |  | PT Bintan Alumina Indonesia [100%] | E100000120999 [100%] | Nanshan Aluminium International Holdings Ltd [72.7%]; Hong Kong Prime Aluminium Investment Ltd [25.0%]; small shareholder(s) [2.3%] | E100002015281 [72.7%]; E100002015282 [25.0%]; E100001015587 [2.3%] | 150 | announced | 2027 |  |  | unknown | unknown | [5 empty] | Galang Batang | Bintan | Sumatera | South-eastern Asia | Asia | 0.91164 | 104.6505 | exact |  |  |  | aluminum | power |  | no
G100000114910 | L100000104619 | Indonesia | https://www.gem.wiki/Nanshan_Industrial_Park_power_station | Nanshan Industrial Park power station | Phase III Unit 1 | Nanshan Industrial Park Phase III Unit 1 | 公司印尼宾坦岛卡朗巴唐经济特区动力中心4×150MW电站项目 (Phase II), 南山宾坦工业园自备电厂 |  | PT Bintan Alumina Indonesia [100%] | E100000120999 [100%] | Nanshan Aluminium International Holdings Ltd [72.7%]; Hong Kong Prime Aluminium Investment Ltd [25.0%]; small shareholder(s) [2.3%] | E100002015281 [72.7%]; E100002015282 [25.0%]; E100001015587 [2.3%] | 150 | cancelled | 2021 |  |  | subcritical | unknown | [5 empty] | Galang Batang | Bintan | Sumatera | South-eastern Asia | Asia | 0.91164 | 104.6505 | exact |  |  |  | aluminum | power |  | no
G100000114911 | L100000104619 | Indonesia | https://www.gem.wiki/Nanshan_Industrial_Park_power_station | Nanshan Industrial Park power station | Phase III Unit 2 | Nanshan Industrial Park Phase III Unit 2 | 公司印尼宾坦岛卡朗巴唐经济特区动力中心4×150MW电站项目 (Phase II), 南山宾坦工业园自备电厂 |  | PT Bintan Alumina Indonesia [100%] | E100000120999 [100%] | Nanshan Aluminium International Holdings Ltd [72.7%]; Hong Kong Prime Aluminium Investment Ltd [25.0%]; small shareholder(s) [2.3%] | E100002015281 [72.7%]; E100002015282 [25.0%]; E100001015587 [2.3%] | 150 | cancelled | 2021 |  |  | subcritical | unknown | [5 empty] | Galang Batang | Bintan | Sumatera | South-eastern Asia | Asia | 0.91164 | 104.6505 | exact |  |  |  | aluminum | power |  | no
G100000114912 | L100000104619 | Indonesia | https://www.gem.wiki/Nanshan_Industrial_Park_power_station | Nanshan Industrial Park power station | Phase III Unit 3 | Nanshan Industrial Park Phase III Unit 3 | 公司印尼宾坦岛卡朗巴唐经济特区动力中心4×150MW电站项目 (Phase II), 南山宾坦工业园自备电厂 |  | PT Bintan Alumina Indonesia [100%] | E100000120999 [100%] | Nanshan Aluminium International Holdings Ltd [72.7%]; Hong Kong Prime Aluminium Investment Ltd [25.0%]; small shareholder(s) [2.3%] | E100002015281 [72.7%]; E100002015282 [25.0%]; E100001015587 [2.3%] | 150 | cancelled | 2021 |  |  | subcritical | unknown | [5 empty] | Galang Batang | Bintan | Sumatera | South-eastern Asia | Asia | 0.91164 | 104.6505 | exact |  |  |  | aluminum | power |  | no
G100000114913 | L100000104619 | Indonesia | https://www.gem.wiki/Nanshan_Industrial_Park_power_station | Nanshan Industrial Park power station | Phase III Unit 4 | Nanshan Industrial Park Phase III Unit 4 | 公司印尼宾坦岛卡朗巴唐经济特区动力中心4×150MW电站项目 (Phase II), 南山宾坦工业园自备电厂 |  | PT Bintan Alumina Indonesia [100%] | E100000120999 [100%] | Nanshan Aluminium International Holdings Ltd [72.7%]; Hong Kong Prime Aluminium Investment Ltd [25.0%]; small shareholder(s) [2.3%] | E100002015281 [72.7%]; E100002015282 [25.0%]; E100001015587 [2.3%] | 150 | cancelled | 2021 |  |  | subcritical | unknown | [5 empty] | Galang Batang | Bintan | Sumatera | South-eastern Asia | Asia | 0.91164 | 104.6505 | exact |  |  |  | aluminum | power |  | no
G100000114914 | L100000104619 | Indonesia | https://www.gem.wiki/Nanshan_Industrial_Park_power_station | Nanshan Industrial Park power station | Phase IV Unit 1 | Nanshan Industrial Park Phase IV Unit 1 | 公司印尼宾坦岛卡朗巴唐经济特区动力中心4×150MW电站项目 (Phase II), 南山宾坦工业园自备电厂 |  | PT Bintan Alumina Indonesia [100%] | E100000120999 [100%] | Nanshan Aluminium International Holdings Ltd [72.7%]; Hong Kong Prime Aluminium Investment Ltd [25.0%]; small shareholder(s) [2.3%] | E100002015281 [72.7%]; E100002015282 [25.0%]; E100001015587 [2.3%] | 150 | cancelled | 2021 |  |  | subcritical | unknown | [5 empty] | Galang Batang | Bintan | Sumatera | South-eastern Asia | Asia | 0.91164 | 104.6505 | exact |  |  |  | aluminum | power |  | no
G100000114915 | L100000104619 | Indonesia | https://www.gem.wiki/Nanshan_Industrial_Park_power_station | Nanshan Industrial Park power station | Phase IV Unit 2 | Nanshan Industrial Park Phase IV Unit 2 | 公司印尼宾坦岛卡朗巴唐经济特区动力中心4×150MW电站项目 (Phase II), 南山宾坦工业园自备电厂 |  | PT Bintan Alumina Indonesia [100%] | E100000120999 [100%] | Nanshan Aluminium International Holdings Ltd [72.7%]; Hong Kong Prime Aluminium Investment Ltd [25.0%]; small shareholder(s) [2.3%] | E100002015281 [72.7%]; E100002015282 [25.0%]; E100001015587 [2.3%] | 150 | cancelled | 2021 |  |  | subcritical | unknown | [5 empty] | Galang Batang | Bintan | Sumatera | South-eastern Asia | Asia | 0.91164 | 104.6505 | exact |  |  |  | aluminum | power |  | no
G100000114916 | L100000104619 | Indonesia | https://www.gem.wiki/Nanshan_Industrial_Park_power_station | Nanshan Industrial Park power station | Phase IV Unit 3 | Nanshan Industrial Park Phase IV Unit 3 | 公司印尼宾坦岛卡朗巴唐经济特区动力中心4×150MW电站项目 (Phase II), 南山宾坦工业园自备电厂 |  | PT Bintan Alumina Indonesia [100%] | E100000120999 [100%] | Nanshan Aluminium International Holdings Ltd [72.7%]; Hong Kong Prime Aluminium Investment Ltd [25.0%]; small shareholder(s) [2.3%] | E100002015281 [72.7%]; E100002015282 [25.0%]; E100001015587 [2.3%] | 150 | cancelled | 2021 |  |  | subcritical | unknown | [5 empty] | Galang Batang | Bintan | Sumatera | South-eastern Asia | Asia | 0.91164 | 104.6505 | exact |  |  |  | aluminum | power |  | no
G100000114917 | L100000104619 | Indonesia | https://www.gem.wiki/Nanshan_Industrial_Park_power_station | Nanshan Industrial Park power station | Phase IV Unit 4 | Nanshan Industrial Park Phase IV Unit 4 | 公司印尼宾坦岛卡朗巴唐经济特区动力中心4×150MW电站项目 (Phase II), 南山宾坦工业园自备电厂 |  | PT Bintan Alumina Indonesia [100%] | E100000120999 [100%] | Nanshan Aluminium International Holdings Ltd [72.7%]; Hong Kong Prime Aluminium Investment Ltd [25.0%]; small shareholder(s) [2.3%] | E100002015281 [72.7%]; E100002015282 [25.0%]; E100001015587 [2.3%] | 150 | cancelled | 2021 |  |  | subcritical | unknown | [5 empty] | Galang Batang | Bintan | Sumatera | South-eastern Asia | Asia | 0.91164 | 104.6505 | exact |  |  |  | aluminum | power |  | no
G100000114918 | L100000104619 | Indonesia | https://www.gem.wiki/Nanshan_Industrial_Park_power_station | Nanshan Industrial Park power station | Phase IV Unit 5 | Nanshan Industrial Park Phase IV Unit 5 | 公司印尼宾坦岛卡朗巴唐经济特区动力中心4×150MW电站项目 (Phase II), 南山宾坦工业园自备电厂 |  | PT Bintan Alumina Indonesia [100%] | E100000120999 [100%] | Nanshan Aluminium International Holdings Ltd [72.7%]; Hong Kong Prime Aluminium Investment Ltd [25.0%]; small shareholder(s) [2.3%] | E100002015281 [72.7%]; E100002015282 [25.0%]; E100001015587 [2.3%] | 150 | cancelled | 2021 |  |  | subcritical | unknown | [5 empty] | Galang Batang | Bintan | Sumatera | South-eastern Asia | Asia | 0.91164 | 104.6505 | exact |  |  |  | aluminum | power |  | no
G100000114919 | L100000104619 | Indonesia | https://www.gem.wiki/Nanshan_Industrial_Park_power_station | Nanshan Industrial Park power station | Phase IV Unit 6 | Nanshan Industrial Park Phase IV Unit 6 | 公司印尼宾坦岛卡朗巴唐经济特区动力中心4×150MW电站项目 (Phase II), 南山宾坦工业园自备电厂 |  | PT Bintan Alumina Indonesia [100%] | E100000120999 [100%] | Nanshan Aluminium International Holdings Ltd [72.7%]; Hong Kong Prime Aluminium Investment Ltd [25.0%]; small shareholder(s) [2.3%] | E100002015281 [72.7%]; E100002015282 [25.0%]; E100001015587 [2.3%] | 150 | cancelled | 2021 |  |  | subcritical | unknown | [5 empty] | Galang Batang | Bintan | Sumatera | South-eastern Asia | Asia | 0.91164 | 104.6505 | exact |  |  |  | aluminum | power |  | no
G100000114920 | L100000104619 | Indonesia | https://www.gem.wiki/Nanshan_Industrial_Park_power_station | Nanshan Industrial Park power station | Phase IV Unit 7 | Nanshan Industrial Park Phase IV Unit 7 | 公司印尼宾坦岛卡朗巴唐经济特区动力中心4×150MW电站项目 (Phase II), 南山宾坦工业园自备电厂 |  | PT Bintan Alumina Indonesia [100%] | E100000120999 [100%] | Nanshan Aluminium International Holdings Ltd [72.7%]; Hong Kong Prime Aluminium Investment Ltd [25.0%]; small shareholder(s) [2.3%] | E100002015281 [72.7%]; E100002015282 [25.0%]; E100001015587 [2.3%] | 150 | cancelled | 2021 |  |  | subcritical | unknown | [5 empty] | Galang Batang | Bintan | Sumatera | South-eastern Asia | Asia | 0.91164 | 104.6505 | exact |  |  |  | aluminum | power |  | no
G100000114921 | L100000104619 | Indonesia | https://www.gem.wiki/Nanshan_Industrial_Park_power_station | Nanshan Industrial Park power station | Phase IV Unit 8 | Nanshan Industrial Park Phase IV Unit 8 | 公司印尼宾坦岛卡朗巴唐经济特区动力中心4×150MW电站项目 (Phase II), 南山宾坦工业园自备电厂 |  | PT Bintan Alumina Indonesia [100%] | E100000120999 [100%] | Nanshan Aluminium International Holdings Ltd [72.7%]; Hong Kong Prime Aluminium Investment Ltd [25.0%]; small shareholder(s) [2.3%] | E100002015281 [72.7%]; E100002015282 [25.0%]; E100001015587 [2.3%] | 150 | cancelled | 2021 |  |  | subcritical | unknown | [5 empty] | Galang Batang | Bintan | Sumatera | South-eastern Asia | Asia | 0.91164 | 104.6505 | exact |  |  |  | aluminum | power |  | no
G100000107624 | L100000102834 | Indonesia | https://www.gem.wiki/Ombilin_power_station | Ombilin power station | Unit 1 | Ombilin Unit 1 | 翁比林电站 |  | PT PLN (Persero) [100%] | E100000000537 [100%] | PT PLN (Persero) [100.0%] | E100000000537 [100.0%] | 100 | operating | 1996 |  | 2030 | subcritical | subbituminous | Sawahlunto |  |  | bioenergy |  | Talawi | Sawahlunto | Sumatera | South-eastern Asia | Asia | -0.60902 | 100.7537 | exact | [6 empty] | no
G100000107625 | L100000102834 | Indonesia | https://www.gem.wiki/Ombilin_power_station | Ombilin power station | Unit 2 | Ombilin Unit 2 | 翁比林电站 |  | PT PLN (Persero) [100%] | E100000000537 [100%] | PT PLN (Persero) [100.0%] | E100000000537 [100.0%] | 100 | operating | 1997 |  | 2030 | subcritical | subbituminous | Sawahlunto |  |  | bioenergy |  | Talawi | Sawahlunto | Sumatera | South-eastern Asia | Asia | -0.60902 | 100.7537 | exact | [6 empty] | no
G100000107720 | L100000102726 | Indonesia | https://www.gem.wiki/Pacitan_power_station | Pacitan power station | Unit 1 | Pacitan Unit 1 | 巴齐丹电站 | PT PLN Nusantara Power UP Pacitan | PT PLN (Persero) [100%] | E100000000537 [100%] | PT PLN (Persero) [100.0%] | E100000000537 [100.0%] | 315 | operating | 2011 |  |  | subcritical | subbituminous |  |  |  | bioenergy |  | Sudimoro | Pacitan | Jawa | South-eastern Asia | Asia | -8.2578 | 111.3736 | exact | [6 empty] | no
G100000107721 | L100000102726 | Indonesia | https://www.gem.wiki/Pacitan_power_station | Pacitan power station | Unit 2 | Pacitan Unit 2 | 巴齐丹电站 | PT PLN Nusantara Power UP Pacitan | PT PLN (Persero) [100%] | E100000000537 [100%] | PT PLN (Persero) [100.0%] | E100000000537 [100.0%] | 315 | operating | 2011 |  |  | subcritical | subbituminous |  |  |  | bioenergy |  | Sudimoro | Pacitan | Jawa | South-eastern Asia | Asia | -8.2578 | 111.3736 | exact | [6 empty] | no
G100000107730 | L100000102728 | Indonesia | https://www.gem.wiki/Paiton-1_power_station | Paiton-1 power station | Unit 7 | Paiton-1 Unit 7 | 百通电站 |  | PT Paiton Energy Pte Ltd [100%] | E100000121052 [100%] | RATCH Group PCL [45.5%]; PT Medco Daya Abadi Lestari [28.5%]; Nebras Energy QPSC [15.6%]; Ras Laffan Operating Company WLL [10.4%] | E100000001636 [45.5%]; E100001010774 [28.5%]; E100001000329 [15.6%]; E100001000371 [10.4%] | 615 | operating | 1999 |  |  | subcritical | subbituminous |  |  |  | bioenergy | Bhinor | Paiton | Probolinggo | Jawa | South-eastern Asia | Asia | -7.7153 | 113.5857 | exact | [6 empty] | no
G100000107731 | L100000102728 | Indonesia | https://www.gem.wiki/Paiton-1_power_station | Paiton-1 power station | Unit 8 | Paiton-1 Unit 8 | 百通电站 |  | PT Paiton Energy Pte Ltd [100%] | E100000121052 [100%] | RATCH Group PCL [45.5%]; PT Medco Daya Abadi Lestari [28.5%]; Nebras Energy QPSC [15.6%]; Ras Laffan Operating Company WLL [10.4%] | E100000001636 [45.5%]; E100001010774 [28.5%]; E100001000329 [15.6%]; E100001000371 [10.4%] | 615 | operating | 1999 |  |  | subcritical | subbituminous |  |  |  | bioenergy | Bhinor | Paiton | Probolinggo | Jawa | South-eastern Asia | Asia | -7.7153 | 113.5857 | exact | [6 empty] | no
G100000107732 | L100000102729 | Indonesia | https://www.gem.wiki/Paiton-2_power_station | Paiton-2 power station | Unit 1 | Paiton-2 Unit 1 | 百通电站 |  | PT Jawa Power [100%] | E100000121032 [100%] | Siemens AG [50.0%]; Marubeni Corp [17.5%]; YTL Corporation Bhd [17.5%]; PT Bumipertiwi Tatapradipta [15.0%] | E100000000436 [50.0%]; E100000000649 [17.5%]; E100000000707 [17.5%]; E100000121003 [15.0%] | 660 | operating | 2000 |  |  | subcritical | subbituminous |  |  |  | bioenergy | Bhinor | Paiton | Probolinggo | Jawa | South-eastern Asia | Asia | -7.7153 | 113.5857 | exact | [6 empty] | no
G100000107733 | L100000102729 | Indonesia | https://www.gem.wiki/Paiton-2_power_station | Paiton-2 power station | Unit 2 | Paiton-2 Unit 2 | 百通电站 |  | PT Jawa Power [100%] | E100000121032 [100%] | Siemens AG [50.0%]; Marubeni Corp [17.5%]; YTL Corporation Bhd [17.5%]; PT Bumipertiwi Tatapradipta [15.0%] | E100000000436 [50.0%]; E100000000649 [17.5%]; E100000000707 [17.5%]; E100000121003 [15.0%] | 660 | operating | 2000 |  |  | subcritical | subbituminous |  |  |  | bioenergy | Bhinor | Paiton | Probolinggo | Jawa | South-eastern Asia | Asia | -7.7153 | 113.5857 | exact | [6 empty] | no
G100000107734 | L100000102730 | Indonesia | https://www.gem.wiki/Paiton-3_power_station | Paiton-3 power station | -- | Paiton-3 -- | 百通电站 |  | PT Paiton Energy Pte Ltd [100%] | E100000121052 [100%] | RATCH Group PCL [45.5%]; PT Medco Daya Abadi Lestari [28.5%]; Nebras Energy QPSC [15.6%]; Ras Laffan Operating Company WLL [10.4%] | E100000001636 [45.5%]; E100001010774 [28.5%]; E100001000329 [15.6%]; E100001000371 [10.4%] | 815 | operating | 2012 |  |  | supercritical | subbituminous |  |  |  |  | Bhinor | Paiton | Probolinggo | Jawa | South-eastern Asia | Asia | -7.7145 | 113.5833 | exact | [6 empty] | no
G100000107736 | L100000102721 | Indonesia | https://www.gem.wiki/Palangkaraya_power_station | Palangkaraya power station | Unit 1 | Palangkaraya Unit 1 |  |  | PT PLN (Persero) [100%] | E100000000537 [100%] | PT PLN (Persero) [100.0%] | E100000000537 [100.0%] | 150 | cancelled |  |  |  | subcritical | unknown | [5 empty] | Rakumpit | Palangkaraya | Kalimantan | South-eastern Asia | Asia | -1.769 | 113.654 | approximate | [6 empty] | no
G100000107737 | L100000102721 | Indonesia | https://www.gem.wiki/Palangkaraya_power_station | Palangkaraya power station | Unit 2 | Palangkaraya Unit 2 |  |  | PT PLN (Persero) [100%] | E100000000537 [100%] | PT PLN (Persero) [100.0%] | E100000000537 [100.0%] | 150 | cancelled |  |  |  | subcritical | unknown | [5 empty] | Rakumpit | Palangkaraya | Kalimantan | South-eastern Asia | Asia | -1.769 | 113.654 | approximate | [6 empty] | no
G100001093562 | L100001082962 | Indonesia | https://www.gem.wiki/Palu_SEZ_power_station | Palu SEZ power station | -- | Palu SEZ -- | 帕卢经济特区工业园自备电厂 |  | Bangun Palu Sulawesi Tengah PT [100%] | E100002022528 [100%] | Bangun Palu Sulawesi Tengah PT [100.0%] | E100002022528 [100.0%] | 700 | cancelled |  |  |  | unknown | unknown | [5 empty] | Tawaeli | Palu | Sulawesi | South-eastern Asia | Asia | -0.71184 | 119.8705 | approximate |  |  |  | industrial park
G100000107744 | L100000102788 | Indonesia | https://www.gem.wiki/Palu_power_station | Palu power station | Unit 5 | Palu Unit 5 | Palu-3, 中苏拉威西巴鲁电站, 帕卢电站 |  | PT PLN (Persero) [100%] | E100000000537 [100%] | PT PLN (Persero) [100.0%] | E100000000537 [100.0%] | 50 | operating | 2025 |  |  | subcritical | unknown |  |  |  |  | Panau | North Palu | Jeneponto | Sulawesi | South-eastern Asia | Asia | -0.7332 | 119.8559 | exact | [6 empty] | no
G100000113216 | L100000102788 | Indonesia | https://www.gem.wiki/Palu_power_station | Palu power station | Unit 6 | Palu Unit 6 | Palu-3, 中苏拉威西巴鲁电站, 帕卢电站 |  | PT PLN (Persero) [100%] | E100000000537 [100%] | PT PLN (Persero) [100.0%] | E100000000537 [100.0%] | 50 | operating | 2025 |  |  | subcritical | unknown |  |  |  |  | Panau | North Palu | Jeneponto | Sulawesi | South-eastern Asia | Asia | -0.7332 | 119.8559 | exact | [6 empty] | no
G100000107756 | L100000102769 | Indonesia | https://www.gem.wiki/Pangkalan_Susu_power_station | Pangkalan Susu power station | Unit 1 | Pangkalan Susu Unit 1 | 庞卡兰苏苏电站, 印尼国电棉兰电站二期 (Phase II) |  | PT PLN Indonesia Power [100%] | E100000003758 [100%] | PT PLN (Persero) [100.0%] | E100000000537 [100.0%] | 220 | operating | 2015 |  |  | subcritical | unknown |  |  |  | bioenergy | Pasir | Pangkalan Susu | Langkat | Sumatera | South-eastern Asia | Asia | 4.1207 | 98.2582 | exact | [6 empty] | no
G100000107757 | L100000102769 | Indonesia | https://www.gem.wiki/Pangkalan_Susu_power_station | Pangkalan Susu power station | Unit 2 | Pangkalan Susu Unit 2 | 庞卡兰苏苏电站, 印尼国电棉兰电站二期 (Phase II) |  | PT PLN Indonesia Power [100%] | E100000003758 [100%] | PT PLN (Persero) [100.0%] | E100000000537 [100.0%] | 220 | operating | 2014 |  |  | subcritical | unknown |  |  |  | bioenergy | Pasir | Pangkalan Susu | Langkat | Sumatera | South-eastern Asia | Asia | 4.1207 | 98.2582 | exact | [6 empty] | no
G100000107758 | L100000102769 | Indonesia | https://www.gem.wiki/Pangkalan_Susu_power_station | Pangkalan Susu power station | Unit 3 | Pangkalan Susu Unit 3 | 庞卡兰苏苏电站, 印尼国电棉兰电站二期 (Phase II) |  | PT PLN (Persero) [100%] | E100000000537 [100%] | PT PLN (Persero) [100.0%] | E100000000537 [100.0%] | 200 | operating | 2019 |  |  | subcritical | unknown |  |  |  | bioenergy | Pasir | Pangkalan Susu | Langkat | Sumatera | South-eastern Asia | Asia | 4.1207 | 98.2582 | exact | [6 empty] | no
G100000107759 | L100000102769 | Indonesia | https://www.gem.wiki/Pangkalan_Susu_power_station | Pangkalan Susu power station | Unit 4 | Pangkalan Susu Unit 4 | 庞卡兰苏苏电站, 印尼国电棉兰电站二期 (Phase II) |  | PT PLN (Persero) [100%] | E100000000537 [100%] | PT PLN (Persero) [100.0%] | E100000000537 [100.0%] | 200 | operating | 2019 |  |  | subcritical | unknown |  |  |  | bioenergy | Pasir | Pangkalan Susu | Langkat | Sumatera | South-eastern Asia | Asia | 4.1207 | 98.2582 | exact | [6 empty] | no
G100000107834 | L100000102827 | Indonesia | https://www.gem.wiki/Parit_Baru_power_station | Parit Baru power station | Unit 1 | Parit Baru Unit 1 | PLN 1 Kalbar, 巴比巴卢电站 |  | PT Praba Indopersada; China Gezhouba Group Co Ltd | E100000121060; E100000002692 | China Energy Engineering Corp Ltd; Hong Kong Exchanges and Clearing Ltd; PT Praba Indopersada | E100000000185; E100002022845; E100000121060 | 50 | construction | 2033 |  |  | subcritical | unknown |  |  |  |  | Jungkat | Siantan | Pontianak | Kalimantan | South-eastern Asia | Asia | 0.05798 | 109.2036 | exact | [6 empty] | no
G100000107835 | L100000102827 | Indonesia | https://www.gem.wiki/Parit_Baru_power_station | Parit Baru power station | Unit 2 | Parit Baru Unit 2 | PLN 1 Kalbar, 巴比巴卢电站 |  | PT Praba Indopersada; China Gezhouba Group Co Ltd | E100000121060; E100000002692 | China Energy Engineering Corp Ltd; Hong Kong Exchanges and Clearing Ltd; PT Praba Indopersada | E100000000185; E100002022845; E100000121060 | 50 | construction | 2033 |  |  | subcritical | unknown |  |  |  |  | Jungkat | Siantan | Pontianak | Kalimantan | South-eastern Asia | Asia | 0.05798 | 109.2036 | exact | [6 empty] | no
G100000107836 | L100000102827 | Indonesia | https://www.gem.wiki/Parit_Baru_power_station | Parit Baru power station | Unit 3 | Parit Baru Unit 3 | PLN 1 Kalbar, 巴比巴卢电站 |  | PT Praba Indopersada; China Gezhouba Group Co Ltd | E100000121060; E100000002692 | China Energy Engineering Corp Ltd; Hong Kong Exchanges and Clearing Ltd; PT Praba Indopersada | E100000000185; E100002022845; E100000121060 | 50 | cancelled |  |  |  | subcritical | unknown |  |  |  |  | Jungkat | Siantan | Pontianak | Kalimantan | South-eastern Asia | Asia | 0.05798 | 109.2036 | exact | [6 empty] | no
G100000107837 | L100000102827 | Indonesia | https://www.gem.wiki/Parit_Baru_power_station | Parit Baru power station | Unit 4 | Parit Baru Unit 4 | PLN 1 Kalbar, 巴比巴卢电站 |  | PT Praba Indopersada; China Gezhouba Group Co Ltd | E100000121060; E100000002692 | China Energy Engineering Corp Ltd; Hong Kong Exchanges and Clearing Ltd; PT Praba Indopersada | E100000000185; E100002022845; E100000121060 | 50 | cancelled |  |  |  | subcritical | unknown |  |  |  |  | Jungkat | Siantan | Pontianak | Kalimantan | South-eastern Asia | Asia | 0.05798 | 109.2036 | exact | [6 empty] | no
G100000114182 | L100000104572 | Indonesia | https://www.gem.wiki/Pati_INTP_power_station | Pati INTP power station | -- | Pati INTP -- |  |  | PT Indocement Tunggal Prakarsa Tbk [100%] | E100000003757 [100%] | PT Indocement Tunggal Prakarsa Tbk [100.0%] | E100000003757 [100.0%] | 60 | cancelled |  |  |  | unknown | unknown | [6 empty] | Pati | Jawa | South-eastern Asia | Asia | -6.7088 | 111.0201 | approximate | [6 empty] | no
G100000107915 | L100000102778 | Indonesia | https://www.gem.wiki/Pekanbaru_Tenayan_power_station | Pekanbaru Tenayan power station | Unit 1 | Pekanbaru Tenayan Unit 1 | Tenayan Raya PLTU |  | PT PLN (Persero) [100%] | E100000000537 [100%] | PT PLN (Persero) [100.0%] | E100000000537 [100.0%] | 110 | operating | 2016 |  |  | subcritical | unknown |  |  |  | bioenergy |  | Tenayan Raya | Pekanbaru | Sumatera | South-eastern Asia | Asia | 0.56437 | 101.5234 | exact | [6 empty] | no
G100000107916 | L100000102778 | Indonesia | https://www.gem.wiki/Pekanbaru_Tenayan_power_station | Pekanbaru Tenayan power station | Unit 2 | Pekanbaru Tenayan Unit 2 | Tenayan Raya PLTU |  | PT PLN (Persero) [100%] | E100000000537 [100%] | PT PLN (Persero) [100.0%] | E100000000537 [100.0%] | 110 | operating | 2017 |  |  | subcritical | unknown |  |  |  | bioenergy |  | Tenayan Raya | Pekanbaru | Sumatera | South-eastern Asia | Asia | 0.56437 | 101.5234 | exact
G100000107917 | L100000102819 | Indonesia | https://www.gem.wiki/Pelabuhan_Ratu_power_station | Pelabuhan Ratu power station | Unit 1 | Pelabuhan Ratu Unit 1 | 公主港电站 |  | PT PLN Indonesia Power [100%] | E100000003758 [100%] | PT PLN (Persero) [100.0%] | E100000000537 [100.0%] | 350 | operating | 2013 |  | 2037 | subcritical | unknown |  |  |  | bioenergy |  | Pelabuhan Ratu | Sukabumi | Jawa | South-eastern Asia | Asia | -7.0242 | 106.5464 | exact | [6 empty] | no
G100000107918 | L100000102819 | Indonesia | https://www.gem.wiki/Pelabuhan_Ratu_power_station | Pelabuhan Ratu power station | Unit 2 | Pelabuhan Ratu Unit 2 | 公主港电站 |  | PT PLN Indonesia Power [100%] | E100000003758 [100%] | PT PLN (Persero) [100.0%] | E100000000537 [100.0%] | 350 | operating | 2013 |  | 2037 | subcritical | unknown |  |  |  | bioenergy |  | Pelabuhan Ratu | Sukabumi | Jawa | South-eastern Asia | Asia | -7.0242 | 106.5464 | exact | [6 empty] | no
G100000107919 | L100000102819 | Indonesia | https://www.gem.wiki/Pelabuhan_Ratu_power_station | Pelabuhan Ratu power station | Unit 3 | Pelabuhan Ratu Unit 3 | 公主港电站 |  | PT PLN Indonesia Power [100%] | E100000003758 [100%] | PT PLN (Persero) [100.0%] | E100000000537 [100.0%] | 350 | operating | 2013 |  | 2037 | subcritical | unknown |  |  |  | bioenergy |  | Pelabuhan Ratu | Sukabumi | Jawa | South-eastern Asia | Asia | -7.0242 | 106.5464 | exact | [6 empty] | no
G100000107928 | L100000102779 | Indonesia | https://www.gem.wiki/Perawang_Mill_power_station | Perawang Mill power station | Unit 04 | Perawang Mill Unit 04 |  |  | PT Indah Kiat Pulp & Paper Tbk [100%] | E100000121022 [100%] | PT Indah Kiat Pulp & Paper Tbk [100.0%] | E100000121022 [100.0%] | 35 | operating | 2008 |  |  | subcritical | unknown |  |  |  |  | Sinar Mas Perawang mill | Tulang | Siak | Sumatera | South-eastern Asia | Asia | 0.68932 | 101.6191 | exact |  |  |  | pulp & paper | power |  | no
G100001093579 | L100000102779 | Indonesia | https://www.gem.wiki/Perawang_Mill_power_station | Perawang Mill power station | Unit 05 | Perawang Mill Unit 05 |  |  | PT Indah Kiat Pulp & Paper Tbk [100%] | E100000121022 [100%] | PT Indah Kiat Pulp & Paper Tbk [100.0%] | E100000121022 [100.0%] | 35 | operating | 2008 |  |  | subcritical | unknown |  |  |  |  | Sinar Mas Perawang mill | Tulang | Siak | Sumatera | South-eastern Asia | Asia | 0.68932 | 101.6191 | exact |  |  |  | pulp & paper | power |  | no
G100000107929 | L100000102779 | Indonesia | https://www.gem.wiki/Perawang_Mill_power_station | Perawang Mill power station | Unit 06 | Perawang Mill Unit 06 |  |  | PT Indah Kiat Pulp & Paper Tbk [100%] | E100000121022 [100%] | PT Indah Kiat Pulp & Paper Tbk [100.0%] | E100000121022 [100.0%] | 90 | operating | 2000 |  |  | subcritical | unknown |  |  |  |  | Sinar Mas Perawang mill | Tulang | Siak | Sumatera | South-eastern Asia | Asia | 0.68932 | 101.6191 | exact |  |  |  | pulp & paper | power |  | no
G100000107930 | L100000102779 | Indonesia | https://www.gem.wiki/Perawang_Mill_power_station | Perawang Mill power station | Unit 07 | Perawang Mill Unit 07 |  |  | PT Indah Kiat Pulp & Paper Tbk [100%] | E100000121022 [100%] | PT Indah Kiat Pulp & Paper Tbk [100.0%] | E100000121022 [100.0%] | 90 | operating | 2000 |  |  | subcritical | unknown |  |  |  |  | Sinar Mas Perawang mill | Tulang | Siak | Sumatera | South-eastern Asia | Asia | 0.68932 | 101.6191 | exact |  |  |  | pulp & paper | power |  | no
G100000107931 | L100000102779 | Indonesia | https://www.gem.wiki/Perawang_Mill_power_station | Perawang Mill power station | Unit 08 | Perawang Mill Unit 08 |  |  | PT Indah Kiat Pulp & Paper Tbk [100%] | E100000121022 [100%] | PT Indah Kiat Pulp & Paper Tbk [100.0%] | E100000121022 [100.0%] | 90 | operating | 2000 |  |  | subcritical | unknown |  |  |  |  | Sinar Mas Perawang mill | Tulang | Siak | Sumatera | South-eastern Asia | Asia | 0.68932 | 101.6191 | exact |  |  |  | pulp & paper | power |  | no
G100000107932 | L100000102779 | Indonesia | https://www.gem.wiki/Perawang_Mill_power_station | Perawang Mill power station | Unit 09 | Perawang Mill Unit 09 |  |  | PT Indah Kiat Pulp & Paper Tbk [100%] | E100000121022 [100%] | PT Indah Kiat Pulp & Paper Tbk [100.0%] | E100000121022 [100.0%] | 150 | operating | 2014 |  |  | subcritical | unknown |  |  |  |  | Sinar Mas Perawang mill | Tualang | Siak | Sumatera | South-eastern Asia | Asia | 0.68932 | 101.6191 | exact |  |  |  | pulp & paper | power |  | no
G100000107926 | L100000102779 | Indonesia | https://www.gem.wiki/Perawang_Mill_power_station | Perawang Mill power station | Unit 10 | Perawang Mill Unit 10 |  |  | PT Indah Kiat Pulp & Paper Tbk [100%] | E100000121022 [100%] | PT Indah Kiat Pulp & Paper Tbk [100.0%] | E100000121022 [100.0%] | 150 | operating | 2014 |  |  | subcritical | unknown |  |  |  |  | Sinar Mas Perawang mill | Tualang | Siak | Sumatera | South-eastern Asia | Asia | 0.68932 | 101.6191 | exact |  |  |  | pulp & paper | power |  | no
G100000107927 | L100000102779 | Indonesia | https://www.gem.wiki/Perawang_Mill_power_station | Perawang Mill power station | Unit 11 | Perawang Mill Unit 11 |  |  | PT Indah Kiat Pulp & Paper Tbk [100%] | E100000121022 [100%] | PT Indah Kiat Pulp & Paper Tbk [100.0%] | E100000121022 [100.0%] | 150 | operating | 2014 |  |  | subcritical | unknown |  |  |  |  | Sinar Mas Perawang mill | Tualang | Siak | Sumatera | South-eastern Asia | Asia | 0.68932 | 101.6191 | exact |  |  |  | pulp & paper | power |  | no
G100001093577 | L100000102820 | Indonesia | https://www.gem.wiki/Pindo-Deli-Ii_power_station | Pindo-Deli-Ii power station | Unit 3 | Pindo-Deli-Ii Unit 3 |  |  | PT Pindo Deli Pulp and Paper Mills [100%] | E100002015824 [100%] | PT APP Purinusa Ekapersada [99.2%]; small shareholder(s) [0.8%] | E100002016297 [99.2%]; E100001015587 [0.8%] | 30.2 | operating | 2007 |  |  | unknown | unknown |  |  |  | bioenergy | Kec Teluk Jambe - Karawang |  |  | Jawa | South-eastern Asia | Asia | -6.3855 | 107.3436 | exact |  |  |  | pulp & paper
G100001093578 | L100000102820 | Indonesia | https://www.gem.wiki/Pindo-Deli-Ii_power_station | Pindo-Deli-Ii power station | Unit 4 | Pindo-Deli-Ii Unit 4 |  |  | PT Pindo Deli Pulp and Paper Mills [100%] | E100002015824 [100%] | PT APP Purinusa Ekapersada [99.2%]; small shareholder(s) [0.8%] | E100002016297 [99.2%]; E100001015587 [0.8%] | 30.2 | operating | 2007 |  |  | unknown | unknown |  |  |  | bioenergy | Kec Teluk Jambe - Karawang |  |  | Jawa | South-eastern Asia | Asia | -6.3855 | 107.3436 | exact |  |  |  | pulp & paper
G100000107729 | L100000102727 | Indonesia | https://www.gem.wiki/PLN_Paiton_Baru_power_station | PLN Paiton Baru power station | Unit 09 | PLN Paiton Baru Unit 09 |  |  | PT PLN Nusantara Power PT [100%] | E100000003764 [100%] | PT PLN (Persero) [100.0%] | E100000000537 [100.0%] | 660 | operating | 2012 |  |  | subcritical | subbituminous |  |  |  | bioenergy | Bhinor | Paiton | Probolinggo | Jawa | South-eastern Asia | Asia | -7.711 | 113.5707 | exact | [6 empty] | no
G100000107728 | L100000102727 | Indonesia | https://www.gem.wiki/PLN_Paiton_Baru_power_station | PLN Paiton Baru power station | Unit 10 | PLN Paiton Baru Unit 10 |  |  | PT PLN Nusantara Power PT [100%] | E100000003764 [100%] | PT PLN (Persero) [100.0%] | E100000000537 [100.0%] | 660 | cancelled |  |  |  | subcritical | subbituminous |  |  |  |  | Bhinor | Paiton | Probolinggo | Jawa | South-eastern Asia | Asia | -7.711 | 113.5707 | exact | [6 empty] | no
G100000108040 | L100000102731 | Indonesia | https://www.gem.wiki/PLN_Paiton_power_station | PLN Paiton power station | Unit 1 | PLN Paiton Unit 1 | 印尼国电百通电站 |  | PT PLN Nusantara Power PT [100%] | E100000003764 [100%] | PT PLN (Persero) [100.0%] | E100000000537 [100.0%] | 400 | operating | 1994 |  | 2030 | subcritical | subbituminous |  |  |  | bioenergy | Bhinor | Paiton | Probolinggo | Jawa | South-eastern Asia | Asia | -7.7147 | 113.585 | exact | [6 empty] | no
G100000108041 | L100000102731 | Indonesia | https://www.gem.wiki/PLN_Paiton_power_station | PLN Paiton power station | Unit 2 | PLN Paiton Unit 2 | 印尼国电百通电站 |  | PT PLN Nusantara Power PT [100%] | E100000003764 [100%] | PT PLN (Persero) [100.0%] | E100000000537 [100.0%] | 400 | operating | 1993 |  |  | subcritical | subbituminous |  |  |  | bioenergy | Bhinor | Paiton | Probolinggo | Jawa | South-eastern Asia | Asia | -7.7147 | 113.585 | exact | [6 empty] | no
G100000108075 | L100000102801 | Indonesia | https://www.gem.wiki/Pomalaa_Nickel_power_station | Pomalaa Nickel power station | Unit S1 | Pomalaa Nickel Unit S1 |  |  | PT Aneka Tambang Tbk [100%] | E100000120990 [100%] | PT Aneka Tambang Tbk [100.0%] | E100000120990 [100.0%] | 30 | operating | 2016 |  |  | subcritical | unknown |  |  |  |  | Pomalaa |  |  | Sulawesi | South-eastern Asia | Asia | -4.1799 | 121.5929 | exact |  |  |  | nickel |  |  | no
G100000108076 | L100000102801 | Indonesia | https://www.gem.wiki/Pomalaa_Nickel_power_station | Pomalaa Nickel power station | Unit S2 | Pomalaa Nickel Unit S2 |  |  | PT Aneka Tambang Tbk [100%] | E100000120990 [100%] | PT Aneka Tambang Tbk [100.0%] | E100000120990 [100.0%] | 30 | operating | 2016 |  |  | subcritical | unknown |  |  |  |  | Pomalaa |  |  | Sulawesi | South-eastern Asia | Asia | -4.1799 | 121.5929 | exact |  |  |  | nickel |  |  | no
G100000115126 | L100000104831 | Indonesia | https://www.gem.wiki/PT_Halmahera_Persada_Lygend_Nickel_Smelter_power_station | PT Halmahera Persada Lygend Nickel Smelter power station | Phase I Unit 1 | PT Halmahera Persada Lygend Nickel Smelter Phase I Unit 1 | PLTU Obi Sinar Timur (Phase III), 宁波力勤印尼镍铁项目自备电厂 |  | PT Halmahera Persada Lygend [100%] | E100000121020 [100%] | Ningbo Lygend [36.9%]; Harita Group | E100000120928 [36.9%]; E100000120543 | 30 | operating | 2020 |  |  | unknown | unknown |  |  |  |  | Kawasi | Obi | South Halmahera | Maluku | South-eastern Asia | Asia | -1.5361 | 127.416 | exact |  |  |  | nickel | power |  | no
G100000115127 | L100000104831 | Indonesia | https://www.gem.wiki/PT_Halmahera_Persada_Lygend_Nickel_Smelter_power_station | PT Halmahera Persada Lygend Nickel Smelter power station | Phase I Unit 2 | PT Halmahera Persada Lygend Nickel Smelter Phase I Unit 2 | PLTU Obi Sinar Timur (Phase III), 宁波力勤印尼镍铁项目自备电厂 |  | PT Halmahera Persada Lygend [100%] | E100000121020 [100%] | Ningbo Lygend [36.9%]; Harita Group | E100000120928 [36.9%]; E100000120543 | 30 | operating | 2021 |  |  | unknown | unknown |  |  |  |  | Kawasi | Obi | South Halmahera | Maluku | South-eastern Asia | Asia | -1.5361 | 127.416 | exact |  |  |  | nickel | power |  | no
G100000115359 | L100000104831 | Indonesia | https://www.gem.wiki/PT_Halmahera_Persada_Lygend_Nickel_Smelter_power_station | PT Halmahera Persada Lygend Nickel Smelter power station | Phase I Unit 3 | PT Halmahera Persada Lygend Nickel Smelter Phase I Unit 3 | PLTU Obi Sinar Timur (Phase III), 宁波力勤印尼镍铁项目自备电厂 |  | PT Halmahera Persada Lygend [100%] | E100000121020 [100%] | Ningbo Lygend [36.9%]; Harita Group | E100000120928 [36.9%]; E100000120543 | 60 | operating | 2023 |  |  | unknown | unknown |  |  |  |  | Kawasi | Obi | South Halmahera | Maluku | South-eastern Asia | Asia | -1.5361 | 127.416 | exact |  |  |  | nickel | power |  | no
G100000115067 | L100000104831 | Indonesia | https://www.gem.wiki/PT_Halmahera_Persada_Lygend_Nickel_Smelter_power_station | PT Halmahera Persada Lygend Nickel Smelter power station | Phase II Unit 1 | PT Halmahera Persada Lygend Nickel Smelter Phase II Unit 1 | PLTU Obi Sinar Timur (Phase III), 宁波力勤印尼镍铁项目自备电厂 |  | PT Halmahera Persada Lygend [100%] | E100000121020 [100%] | Ningbo Lygend [36.9%]; Harita Group | E100000120928 [36.9%]; E100000120543 | 150 | operating | 2023 |  |  | unknown | unknown |  |  |  |  | Kawasi | Obi | South Halmahera | Maluku | South-eastern Asia | Asia | -1.5614 | 127.421 | exact |  |  |  | nickel | power |  | no
G100000115068 | L100000104831 | Indonesia | https://www.gem.wiki/PT_Halmahera_Persada_Lygend_Nickel_Smelter_power_station | PT Halmahera Persada Lygend Nickel Smelter power station | Phase II Unit 2 | PT Halmahera Persada Lygend Nickel Smelter Phase II Unit 2 | PLTU Obi Sinar Timur (Phase III), 宁波力勤印尼镍铁项目自备电厂 |  | PT Halmahera Persada Lygend [100%] | E100000121020 [100%] | Ningbo Lygend [36.9%]; Harita Group | E100000120928 [36.9%]; E100000120543 | 150 | operating | 2022 |  |  | unknown | unknown |  |  |  |  | Kawasi | Obi | South Halmahera | Maluku | South-eastern Asia | Asia | -1.5614 | 127.421 | exact |  |  |  | nickel | power |  | no
G100000115069 | L100000104831 | Indonesia | https://www.gem.wiki/PT_Halmahera_Persada_Lygend_Nickel_Smelter_power_station | PT Halmahera Persada Lygend Nickel Smelter power station | Phase II Unit 3 | PT Halmahera Persada Lygend Nickel Smelter Phase II Unit 3 | PLTU Obi Sinar Timur (Phase III), 宁波力勤印尼镍铁项目自备电厂 |  | PT Halmahera Persada Lygend [100%] | E100000121020 [100%] | Ningbo Lygend [36.9%]; Harita Group | E100000120928 [36.9%]; E100000120543 | 150 | operating | 2023 |  |  | unknown | unknown |  |  |  |  | Kawasi | Obi | South Halmahera | Maluku | South-eastern Asia | Asia | -1.5614 | 127.421 | exact |  |  |  | nickel | power |  | no
G100000115070 | L100000104831 | Indonesia | https://www.gem.wiki/PT_Halmahera_Persada_Lygend_Nickel_Smelter_power_station | PT Halmahera Persada Lygend Nickel Smelter power station | Phase II Unit 4 | PT Halmahera Persada Lygend Nickel Smelter Phase II Unit 4 | PLTU Obi Sinar Timur (Phase III), 宁波力勤印尼镍铁项目自备电厂 |  | PT Halmahera Persada Lygend [100%] | E100000121020 [100%] | Ningbo Lygend [36.9%]; Harita Group | E100000120928 [36.9%]; E100000120543 | 150 | operating | 2023 |  |  | unknown | unknown |  |  |  |  | Kawasi | Obi | South Halmahera | Maluku | South-eastern Asia | Asia | -1.5614 | 127.421 | exact |  |  |  | nickel | power |  | no
G100001031294 | L100000104831 | Indonesia | https://www.gem.wiki/PT_Halmahera_Persada_Lygend_Nickel_Smelter_power_station | PT Halmahera Persada Lygend Nickel Smelter power station | Phase II Unit 5 | PT Halmahera Persada Lygend Nickel Smelter Phase II Unit 5 | PLTU Obi Sinar Timur (Phase III), 宁波力勤印尼镍铁项目自备电厂 |  | PT Halmahera Persada Lygend [100%] | E100000121020 [100%] | Ningbo Lygend [36.9%]; Harita Group | E100000120928 [36.9%]; E100000120543 | 150 | operating | 2023 |  |  | unknown | unknown |  |  |  |  | Kawasi | Obi | South Halmahera | Maluku | South-eastern Asia | Asia | -1.5614 | 127.421 | exact |  |  |  | nickel | power |  | no
G100000115355 | L100000104831 | Indonesia | https://www.gem.wiki/PT_Halmahera_Persada_Lygend_Nickel_Smelter_power_station | PT Halmahera Persada Lygend Nickel Smelter power station | Phase III Unit 1 | PT Halmahera Persada Lygend Nickel Smelter Phase III Unit 1 | PLTU Obi Sinar Timur (Phase III), 宁波力勤印尼镍铁项目自备电厂 |  | PT Obi Nickel Cobalt [100%] | E100000121047 [100%] | Ningbo Lygend [36.9%]; Harita Group | E100000120928 [36.9%]; E100000120543 | 380 | operating | 2024 |  |  | unknown | unknown |  |  |  |  | Kawasi | Obi | South Halmahera | Maluku | South-eastern Asia | Asia | -1.5614 | 127.421 | exact |  |  |  | nickel | power |  | no
G100000115356 | L100000104831 | Indonesia | https://www.gem.wiki/PT_Halmahera_Persada_Lygend_Nickel_Smelter_power_station | PT Halmahera Persada Lygend Nickel Smelter power station | Phase III Unit 2 | PT Halmahera Persada Lygend Nickel Smelter Phase III Unit 2 | PLTU Obi Sinar Timur (Phase III), 宁波力勤印尼镍铁项目自备电厂 |  | PT Obi Nickel Cobalt [100%] | E100000121047 [100%] | Ningbo Lygend [36.9%]; Harita Group | E100000120928 [36.9%]; E100000120543 | 380 | operating | 2025 |  |  | unknown | unknown |  |  |  |  | Kawasi | Obi | South Halmahera | Maluku | South-eastern Asia | Asia | -1.5614 | 127.421 | exact |  |  |  | nickel | power |  | no
G100001054771 | L100001047944 | Indonesia | https://www.gem.wiki/Gallant_Venture_power_station | Gallant Venture power station | Phase I Unit 2 | Gallant Venture Phase I Unit 2 |  |  | Gallant Venture Ltd [100%] | E100001011137 [100%] | Gallant Venture Ltd [100.0%] | E100001011137 [100.0%] | 350 | construction |  |  |  | supercritical | unknown | [5 empty] | Setokok | Batam | Sumatera | South-eastern Asia | Asia | 0.95756 | 104.0486 | exact |  |  |  | industrial park
G100001054774 | L100001047944 | Indonesia | https://www.gem.wiki/Gallant_Venture_power_station | Gallant Venture power station | Phase I Unit 3 | Gallant Venture Phase I Unit 3 |  |  | Gallant Venture Ltd [100%] | E100001011137 [100%] | Gallant Venture Ltd [100.0%] | E100001011137 [100.0%] | 350 | construction |  |  |  | supercritical | unknown | [5 empty] | Setokok | Batam | Sumatera | South-eastern Asia | Asia | 0.95756 | 104.0486 | exact |  |  |  | industrial park
G100001053834 | L100001000402 | Indonesia | https://www.gem.wiki/PT_IHIP_power_station | PT IHIP power station | Expansion Unit | PT IHIP Expansion Unit | PLTU BTIIG, PLTU Ambunu |  | PT Baoshuo Taman Industry Investment Group [100%] | E100001011495 [100%] | Huakai Investment Co Ltd; Tongxiang Wushi Trading Co Ltd; unknown; Zhenshi Holding Group Co Ltd | E100000130601; E100000128497; E100000132388; E100000127998 | 100 | announced |  |  |  | unknown | unknown |  |  |  |  | Ambunu | West Bungku | Morowali | Sulawesi | South-eastern Asia | Asia | -2.2579 | 121.769 | exact |  |  |  | industrial park
G100001000642 | L100001000402 | Indonesia | https://www.gem.wiki/PT_IHIP_power_station | PT IHIP power station | Unit 1 | PT IHIP Unit 1 | PLTU BTIIG, PLTU Ambunu |  | PT Baoshuo Taman Industry Investment Group [100%] | E100001011495 [100%] | Huakai Investment Co Ltd; Tongxiang Wushi Trading Co Ltd; unknown; Zhenshi Holding Group Co Ltd | E100000130601; E100000128497; E100000132388; E100000127998 | 117 | operating | 2024 |  |  | unknown | unknown |  |  |  |  | Ambunu | West Bungku | Morowali | Sulawesi | South-eastern Asia | Asia | -2.2579 | 121.769 | exact |  |  |  | industrial park
G100001000643 | L100001000402 | Indonesia | https://www.gem.wiki/PT_IHIP_power_station | PT IHIP power station | Unit 2 | PT IHIP Unit 2 | PLTU BTIIG, PLTU Ambunu |  | PT Baoshuo Taman Industry Investment Group [100%] | E100001011495 [100%] | Huakai Investment Co Ltd; Tongxiang Wushi Trading Co Ltd; unknown; Zhenshi Holding Group Co Ltd | E100000130601; E100000128497; E100000132388; E100000127998 | 117 | operating | 2024 |  |  | unknown | unknown |  |  |  |  | Ambunu | West Bungku | Morowali | Sulawesi | South-eastern Asia | Asia | -2.2579 | 121.769 | exact |  |  |  | industrial park
G100001000644 | L100001000402 | Indonesia | https://www.gem.wiki/PT_IHIP_power_station | PT IHIP power station | Unit 3 | PT IHIP Unit 3 | PLTU BTIIG, PLTU Ambunu |  | PT Baoshuo Taman Industry Investment Group [100%] | E100001011495 [100%] | Huakai Investment Co Ltd; Tongxiang Wushi Trading Co Ltd; unknown; Zhenshi Holding Group Co Ltd | E100000130601; E100000128497; E100000132388; E100000127998 | 116 | operating | 2024 |  |  | unknown | unknown |  |  |  |  | Ambunu | West Bungku | Morowali | Sulawesi | South-eastern Asia | Asia | -2.2579 | 121.769 | exact |  |  |  | industrial park
G100001093520 | L100000104846 | Indonesia | https://www.gem.wiki/Sulawesi_Labota_power_station | Sulawesi Labota power station | Unit 10 | Sulawesi Labota Unit 10 | 青山工业园拉波塔电厂 |  | PT Hua Chin Aluminum Indonesia [100%] | E100002022503 [100%] | Huafon Group Co Ltd [65.0%]; Eternal Tsingshan Group Ltd [35.0%] | E100002022737 [65.0%]; E100000120439 [35.0%] | 380 | construction | 2025 |  |  | unknown | unknown |  |  |  |  | Bahodopi | Morowali | Morowali Regency | Sulawesi | South-eastern Asia | Asia | -2.8743 | 122.1777 | exact |  |  |  | aluminum, nickel | power |  | no
G100001093521 | L100000104846 | Indonesia | https://www.gem.wiki/Sulawesi_Labota_power_station | Sulawesi Labota power station | Unit 11 | Sulawesi Labota Unit 11 | 青山工业园拉波塔电厂 |  | PT Hua Chin Aluminum Indonesia [100%] | E100002022503 [100%] | Huafon Group Co Ltd [65.0%]; Eternal Tsingshan Group Ltd [35.0%] | E100002022737 [65.0%]; E100000120439 [35.0%] | 380 | construction | 2025 |  |  | unknown | unknown |  |  |  |  | Bahodopi | Morowali | Morowali Regency | Sulawesi | South-eastern Asia | Asia | -2.8743 | 122.1777 | exact |  |  |  | aluminum, nickel | power |  | no
G100001093557 | L100001082958 | Indonesia | https://www.gem.wiki/PT_Krakatau_Posco_Energy_power_station | PT Krakatau Posco Energy power station | Unit 1 | PT Krakatau Posco Energy Unit 1 |  |  | Krakatau Posco Energy PT [100%] | E100002022525 [100%] | POSCO International Corp [55.0%]; PT Krakatau Chandra Energi [45.0%] | E100001010708 [55.0%]; E100002022811 [45.0%] | 100 | operating | 2014 |  |  | unknown | unknown |  |  |  |  | Samangraya | Citangkil | Cilegon | Jawa | South-eastern Asia | Asia | -6.0068 | 105.9715 | exact |  |  |  | chemicals, iron & steel
G100001093558 | L100001082958 | Indonesia | https://www.gem.wiki/PT_Krakatau_Posco_Energy_power_station | PT Krakatau Posco Energy power station | Unit 2 | PT Krakatau Posco Energy Unit 2 |  |  | Krakatau Posco Energy PT [100%] | E100002022525 [100%] | POSCO International Corp [55.0%]; PT Krakatau Chandra Energi [45.0%] | E100001010708 [55.0%]; E100002022811 [45.0%] | 100 | operating | 2014 |  |  | unknown | unknown |  |  |  |  | Samangraya | Citangkil | Cilegon | Jawa | South-eastern Asia | Asia | -6.0068 | 105.9715 | exact |  |  |  | chemicals, iron & steel
G100001018057 | L100001016333 | Indonesia | https://www.gem.wiki/PT_Tianshan_Alumina_power_station | PT Tianshan Alumina power station | -- | PT Tianshan Alumina -- |  |  | PT Tianshan Alumina Indonesia [100%] | E100001016251 [100%] | Tianshan Aluminum Group Co Ltd | E100000123970 | 160 | permitted |  |  |  | unknown | unknown |  |  |  |  | Marok Kecil | Singkep Selatan | Kabupaten Lingga | Sumatera | South-eastern Asia | Asia | -0.55415 | 104.4297 | approximate |  |  |  | aluminum
G100000108234 | L100000102789 | Indonesia | https://www.gem.wiki/Punagaya_power_station | Punagaya power station | Phase I Unit 1 | Punagaya Phase I Unit 1 | 吉利普多电站 |  | PT Bosowa Makassar [100%] | E100000121000 [100%] | PT Bosowa Makassar [100.0%] | E100000121000 [100.0%] | 125 | operating | 2011 |  |  | subcritical | unknown |  |  |  | bioenergy |  | Bangkala | Jeneponto | Sulawesi | South-eastern Asia | Asia | -5.6179 | 119.5512 | exact | [6 empty] | no
G100000108235 | L100000102789 | Indonesia | https://www.gem.wiki/Punagaya_power_station | Punagaya power station | Phase I Unit 2 | Punagaya Phase I Unit 2 | 吉利普多电站 |  | PT Bosowa Makassar [100%] | E100000121000 [100%] | PT Bosowa Makassar [100.0%] | E100000121000 [100.0%] | 125 | operating | 2011 |  |  | subcritical | unknown |  |  |  | bioenergy |  | Bangkala | Jeneponto | Sulawesi | South-eastern Asia | Asia | -5.6179 | 119.5512 | exact | [6 empty] | no
G100000108236 | L100000102789 | Indonesia | https://www.gem.wiki/Punagaya_power_station | Punagaya power station | Phase II Unit 3 | Punagaya Phase II Unit 3 | 吉利普多电站 |  | PT Bosowa Makassar [100%] | E100000121000 [100%] | PT Bosowa Makassar [100.0%] | E100000121000 [100.0%] | 135 | operating | 2018 |  |  | subcritical | unknown |  |  |  | bioenergy | Punagaya | Bangkala | Jeneponto | Sulawesi | South-eastern Asia | Asia | -5.6179 | 119.5512 | exact | [6 empty] | no
G100000108237 | L100000102789 | Indonesia | https://www.gem.wiki/Punagaya_power_station | Punagaya power station | Phase II Unit 4 | Punagaya Phase II Unit 4 | 吉利普多电站 |  | PT Bosowa Makassar [100%] | E100000121000 [100%] | PT Bosowa Makassar [100.0%] | E100000121000 [100.0%] | 135 | operating | 2018 |  |  | subcritical | unknown |  |  |  | bioenergy | Punagaya | Bangkala | Jeneponto | Sulawesi | South-eastern Asia | Asia | -5.6179 | 119.5512 | exact | [6 empty] | no
G100000113843 | L100000104398 | Indonesia | https://www.gem.wiki/Purwakarta_Indorama_power_station | Purwakarta Indorama power station | Unit 1 | Purwakarta Indorama Unit 1 |  |  | PT PLN (Persero) [100%] | E100000000537 [100%] | PT PLN (Persero) [100.0%] | E100000000537 [100.0%] | 30 | operating | 2006 |  |  | subcritical | unknown |  |  |  |  | Perwakarta | Jawa Barat |  | Jawa | South-eastern Asia | Asia | -6.5539 | 107.4137 | exact |  |  |  | textiles |  |  | no
G100000113844 | L100000104398 | Indonesia | https://www.gem.wiki/Purwakarta_Indorama_power_station | Purwakarta Indorama power station | Unit 2 | Purwakarta Indorama Unit 2 |  |  | PT PLN (Persero) [100%] | E100000000537 [100%] | PT PLN (Persero) [100.0%] | E100000000537 [100.0%] | 30 | operating | 2006 |  |  | subcritical | unknown |  |  |  |  | Perwakarta | Jawa Barat |  | Jawa | South-eastern Asia | Asia | -6.5539 | 107.4137 | exact |  |  |  | textiles |  |  | no
G100000114329 | L100000104616 | Indonesia | https://www.gem.wiki/Qingdao_Zhongsheng_captive_power_station | Qingdao Zhongsheng captive power station | Unit 1 | Qingdao Zhongsheng captive Unit 1 | 青岛中程印尼工业园自备电厂 |  | PT Metal Smeltindo Selaras [100%] | E100000121042 [100%] | PT Metal Smeltindo Selaras [100.0%] | E100000121042 [100.0%] | 65 | operating | 2022 |  |  | unknown | unknown | [5 empty] | Morowali | Morowali Regency | Sulawesi | South-eastern Asia | Asia | -3.0404 | 122.2616 | exact |  |  |  | nickel | power |  | no
G100000114330 | L100000104616 | Indonesia | https://www.gem.wiki/Qingdao_Zhongsheng_captive_power_station | Qingdao Zhongsheng captive power station | Unit 2 | Qingdao Zhongsheng captive Unit 2 | 青岛中程印尼工业园自备电厂 |  | PT Metal Smeltindo Selaras [100%] | E100000121042 [100%] | PT Metal Smeltindo Selaras [100.0%] | E100000121042 [100.0%] | 65 | operating | 2022 |  |  | unknown | unknown | [5 empty] | Morowali | Morowali Regency | Sulawesi | South-eastern Asia | Asia | -3.0404 | 122.2616 | exact |  |  |  | nickel | power |  | no
G100000115119 | L100000104616 | Indonesia | https://www.gem.wiki/Qingdao_Zhongsheng_captive_power_station | Qingdao Zhongsheng captive power station | Unit 3 | Qingdao Zhongsheng captive Unit 3 | 青岛中程印尼工业园自备电厂 |  | PT Metal Smeltindo Selaras [100%] | E100000121042 [100%] | PT Metal Smeltindo Selaras [100.0%] | E100000121042 [100.0%] | 65 | cancelled |  |  |  | unknown | unknown | [5 empty] | Morowali | Morowali Regency | Sulawesi | South-eastern Asia | Asia | -3.0404 | 122.2616 | exact |  |  |  | nickel | power |  | no
G100000115120 | L100000104616 | Indonesia | https://www.gem.wiki/Qingdao_Zhongsheng_captive_power_station | Qingdao Zhongsheng captive power station | Unit 4 | Qingdao Zhongsheng captive Unit 4 | 青岛中程印尼工业园自备电厂 |  | PT Metal Smeltindo Selaras [100%] | E100000121042 [100%] | PT Metal Smeltindo Selaras [100.0%] | E100000121042 [100.0%] | 65 | cancelled |  |  |  | unknown | unknown | [5 empty] | Morowali | Morowali Regency | Sulawesi | South-eastern Asia | Asia | -3.0404 | 122.2616 | exact |  |  |  | nickel | power |  | no
G100000115121 | L100000104616 | Indonesia | https://www.gem.wiki/Qingdao_Zhongsheng_captive_power_station | Qingdao Zhongsheng captive power station | Unit 5 | Qingdao Zhongsheng captive Unit 5 | 青岛中程印尼工业园自备电厂 |  | PT Metal Smeltindo Selaras [100%] | E100000121042 [100%] | PT Metal Smeltindo Selaras [100.0%] | E100000121042 [100.0%] | 65 | cancelled |  |  |  | unknown | unknown | [5 empty] | Morowali | Morowali Regency | Sulawesi | South-eastern Asia | Asia | -3.0404 | 122.2616 | exact |  |  |  | nickel | power |  | no
G100000115122 | L100000104616 | Indonesia | https://www.gem.wiki/Qingdao_Zhongsheng_captive_power_station | Qingdao Zhongsheng captive power station | Unit 6 | Qingdao Zhongsheng captive Unit 6 | 青岛中程印尼工业园自备电厂 |  | PT Metal Smeltindo Selaras [100%] | E100000121042 [100%] | PT Metal Smeltindo Selaras [100.0%] | E100000121042 [100.0%] | 65 | cancelled |  |  |  | unknown | unknown | [5 empty] | Morowali | Morowali Regency | Sulawesi | South-eastern Asia | Asia | -3.0404 | 122.2616 | exact |  |  |  | nickel | power |  | no
G100000108526 | L100000102713 | Indonesia | https://www.gem.wiki/Rembang_power_station | Rembang power station | Unit 1 | Rembang Unit 1 |  |  | PT PLN (Persero) [100%] | E100000000537 [100%] | PT PLN (Persero) [100.0%] | E100000000537 [100.0%] | 315 | operating | 2011 |  |  | subcritical | subbituminous | [5 empty] | Sluke | Rembang | Jawa | South-eastern Asia | Asia | -6.636 | 111.4749 | exact | [6 empty] | no
G100000108527 | L100000102713 | Indonesia | https://www.gem.wiki/Rembang_power_station | Rembang power station | Unit 2 | Rembang Unit 2 |  |  | PT PLN (Persero) [100%] | E100000000537 [100%] | PT PLN (Persero) [100.0%] | E100000000537 [100.0%] | 315 | operating | 2011 |  |  | subcritical | subbituminous | [5 empty] | Sluke | Rembang | Jawa | South-eastern Asia | Asia | -6.636 | 111.4749 | exact | [6 empty] | no
G100000108562 | L100000102780 | Indonesia | https://www.gem.wiki/Riau_Kemitraan_power_station | Riau Kemitraan power station | Unit 1 | Riau Kemitraan Unit 1 |  |  | PT Bukit Asam Tbk; PT PLN (Persero) | E100000000537; E100001000746 | PT Bukit Asam Tbk; PT PLN (Persero) | E100001000746; E100000000537 | 600 | cancelled |  |  |  | subcritical | subbituminous | [5 empty] | Peranap | Indragiri Hulu | Sumatera | South-eastern Asia | Asia | -0.52622 | 101.969 | approximate | [6 empty] | no
G100000108563 | L100000102780 | Indonesia | https://www.gem.wiki/Riau_Kemitraan_power_station | Riau Kemitraan power station | Unit 2 | Riau Kemitraan Unit 2 |  |  | PT Bukit Asam Tbk; PT PLN (Persero) | E100000000537; E100001000746 | PT Bukit Asam Tbk; PT PLN (Persero) | E100001000746; E100000000537 | 600 | cancelled |  |  |  | subcritical | subbituminous | [5 empty] | Peranap | Indragiri Hulu | Sumatera | South-eastern Asia | Asia | -0.52622 | 101.969 | approximate | [6 empty] | no
G100000100952 | L100000102775 | Indonesia | https://www.gem.wiki/Riau-1_power_station | Riau-1 power station | Unit 1 | Riau-1 Unit 1 | 廖内1号电站 |  | PT Samantaka Batubara; PT PLN Nusantara Power PT | E100000003764; E100000121064 | BlackGold Natural Resources Ltd; PT PLN (Persero); small shareholder(s) | E100000131399; E100000000537; E100001015587 | 300 | cancelled | 2028 |  |  | unknown | lignite |  |  |  |  | Kab Indragiri Hulu |  |  | Sumatera | South-eastern Asia | Asia | -0.35 | 102.5331 | approximate | [6 empty] | no
G100000100953 | L100000102775 | Indonesia | https://www.gem.wiki/Riau-1_power_station | Riau-1 power station | Unit 2 | Riau-1 Unit 2 | 廖内1号电站 |  | PT PLN Nusantara Power PT; PT Samantaka Batubara | E100000121064; E100000003764 | BlackGold Natural Resources Ltd; PT PLN (Persero); small shareholder(s) | E100000131399; E100000000537; E100001015587 | 300 | cancelled | 2028 |  |  | unknown | lignite |  |  |  |  | Kab Indragiri Hulu |  |  | Sumatera | South-eastern Asia | Asia | -0.35 | 102.5331 | approximate | [6 empty] | no
G100000109397 | L100000102802 | Indonesia | https://www.gem.wiki/Shenhua_Guohua_power_station | Shenhua Guohua power station | Unit 1 | Shenhua Guohua Unit 1 | 神华国华南苏电厂一期 （穆印电站) |  | PT GH EMM Indonesia [100%] | E100000121012 [100%] | PT Energi Musi Makmur [30.0%]; China Shenhua Energy Co Ltd | E100000120409 [30.0%]; E100000000175 | 150 | operating | 2013 |  |  | subcritical | lignite | Dangku coal field |  |  |  | Simpang Belimbing | Gunung Megang | Muara Enim | Sumatera | South-eastern Asia | Asia | -3.4014 | 104.1186 | exact | [6 empty] | no
G100000109398 | L100000102802 | Indonesia | https://www.gem.wiki/Shenhua_Guohua_power_station | Shenhua Guohua power station | Unit 2 | Shenhua Guohua Unit 2 | 神华国华南苏电厂一期 （穆印电站) |  | PT GH EMM Indonesia [100%] | E100000121012 [100%] | PT Energi Musi Makmur [30.0%]; China Shenhua Energy Co Ltd | E100000120409 [30.0%]; E100000000175 | 150 | operating | 2013 |  |  | subcritical | lignite | Dangku coal field |  |  |  | Simpang Belimbing | Gunung Megang | Muara Enim | Sumatera | South-eastern Asia | Asia | -3.4014 | 104.1186 | exact | [6 empty] | no
G100000109399 | L100000102745 | Indonesia | https://www.gem.wiki/Sinar_Mas_Jambi_Lontar_power_station | Sinar Mas Jambi Lontar power station | Unit 1 | Sinar Mas Jambi Lontar Unit 1 | 金光集团占碑自备电厂 |  | PT Lontar Papyrus Pulp & Paper Industry [100%] | E100000121037 [100%] | PT Sinar Mas Group | E100001010086 | 37 | operating | 1994 |  |  | subcritical | unknown |  |  |  | bioenergy | Tebing Tinggi | Tebing Tinggi | Tanjung Jabung Barat | Sumatera | South-eastern Asia | Asia | -1.0069 | 103.0821 | exact |  |  |  | pulp & paper | power |  | no
G100000109400 | L100000102745 | Indonesia | https://www.gem.wiki/Sinar_Mas_Jambi_Lontar_power_station | Sinar Mas Jambi Lontar power station | Unit 2 | Sinar Mas Jambi Lontar Unit 2 | 金光集团占碑自备电厂 |  | PT Lontar Papyrus Pulp & Paper Industry [100%] | E100000121037 [100%] | PT Sinar Mas Group | E100001010086 | 37 | operating | 1994 |  |  | subcritical | unknown |  |  |  | bioenergy | Tebing Tinggi | Tebing Tinggi | Tanjung Jabung Barat | Sumatera | South-eastern Asia | Asia | -1.0069 | 103.0821 | exact |  |  |  | pulp & paper | power |  | no
G100000109401 | L100000102745 | Indonesia | https://www.gem.wiki/Sinar_Mas_Jambi_Lontar_power_station | Sinar Mas Jambi Lontar power station | Unit 3 | Sinar Mas Jambi Lontar Unit 3 | 金光集团占碑自备电厂 |  | PT Lontar Papyrus Pulp & Paper Industry [100%] | E100000121037 [100%] | PT Sinar Mas Group | E100001010086 | 37 | operating | 1994 |  |  | subcritical | unknown |  |  |  | bioenergy | Tebing Tinggi | Tebing Tinggi | Tanjung Jabung Barat | Sumatera | South-eastern Asia | Asia | -1.0069 | 103.0821 | exact |  |  |  | pulp & paper | power |  | no
G100000114325 | L100000102745 | Indonesia | https://www.gem.wiki/Sinar_Mas_Jambi_Lontar_power_station | Sinar Mas Jambi Lontar power station | Unit 4 | Sinar Mas Jambi Lontar Unit 4 | 金光集团占碑自备电厂 |  | PT Lontar Papyrus Pulp & Paper Industry [100%] | E100000121037 [100%] | PT Sinar Mas Group | E100001010086 | 100 | operating | 2017 |  |  | subcritical | unknown |  |  |  |  | Tebing Tinggi | Tebing Tinggi | Tanjung Jabung Barat | Sumatera | South-eastern Asia | Asia | -1.0069 | 103.0821 | exact |  |  |  | pulp & paper | power |  | no
G100000109402 | L100000102746 | Indonesia | https://www.gem.wiki/Sinar_Mas_Jambi_power_station | Sinar Mas Jambi power station | Unit 1 | Sinar Mas Jambi Unit 1 |  |  | PT Dian Swastatika Sentosa Tbk [100%] | E100001010084 [100%] | PT Dian Swastatika Sentosa Tbk [100.0%] | E100001010084 [100.0%] | 200 | cancelled |  |  |  | subcritical | unknown | mine-mouth | [5 empty] | Bungo | Sumatera | South-eastern Asia | Asia | -1.61 | 101.91 | approximate | [6 empty] | no
G100000109403 | L100000102746 | Indonesia | https://www.gem.wiki/Sinar_Mas_Jambi_power_station | Sinar Mas Jambi power station | Unit 2 | Sinar Mas Jambi Unit 2 |  |  | PT Dian Swastatika Sentosa Tbk [100%] | E100001010084 [100%] | PT Dian Swastatika Sentosa Tbk [100.0%] | E100001010084 [100.0%] | 200 | cancelled |  |  |  | subcritical | unknown | mine-mouth | [5 empty] | Bungo | Sumatera | South-eastern Asia | Asia | -1.61 | 101.91 | approximate | [6 empty] | no
G100000109404 | L100000102803 | Indonesia | https://www.gem.wiki/Sinar_Mas_OKI_Paper_Mill_power_station | Sinar Mas OKI Paper Mill power station | Unit 1 | Sinar Mas OKI Paper Mill Unit 1 |  |  | PT OKI Pulp & Paper Mills [100%] | E100000121046 [100%] | PT Sinar Mas Group | E100001010086 | 125 | cancelled |  |  |  | subcritical | unknown | [5 empty] | Air Sugihan | Ogan Komering Ilir (OKI) | Sumatera | South-eastern Asia | Asia | -2.7504 | 105.2782 | approximate |  |  |  | pulp & paper | power |  | no
G100000109405 | L100000102803 | Indonesia | https://www.gem.wiki/Sinar_Mas_OKI_Paper_Mill_power_station | Sinar Mas OKI Paper Mill power station | Unit 2 | Sinar Mas OKI Paper Mill Unit 2 |  |  | PT OKI Pulp & Paper Mills [100%] | E100000121046 [100%] | PT Sinar Mas Group | E100001010086 | 125 | cancelled |  |  |  | subcritical | unknown | [5 empty] | Air Sugihan | Ogan Komering Ilir (OKI) | Sumatera | South-eastern Asia | Asia | -2.7504 | 105.2782 | approximate |  |  |  | pulp & paper | power |  | no
G100000109406 | L100000102803 | Indonesia | https://www.gem.wiki/Sinar_Mas_OKI_Paper_Mill_power_station | Sinar Mas OKI Paper Mill power station | Unit 3 | Sinar Mas OKI Paper Mill Unit 3 |  |  | PT OKI Pulp & Paper Mills [100%] | E100000121046 [100%] | PT Sinar Mas Group | E100001010086 | 125 | cancelled |  |  |  | subcritical | unknown | [5 empty] | Air Sugihan | Ogan Komering Ilir (OKI) | Sumatera | South-eastern Asia | Asia | -2.7504 | 105.2782 | approximate |  |  |  | pulp & paper | power |  | no
G100000109407 | L100000102803 | Indonesia | https://www.gem.wiki/Sinar_Mas_OKI_Paper_Mill_power_station | Sinar Mas OKI Paper Mill power station | Unit 4 | Sinar Mas OKI Paper Mill Unit 4 |  |  | PT OKI Pulp & Paper Mills [100%] | E100000121046 [100%] | PT Sinar Mas Group | E100001010086 | 125 | cancelled |  |  |  | subcritical | unknown | [5 empty] | Air Sugihan | Ogan Komering Ilir (OKI) | Sumatera | South-eastern Asia | Asia | -2.7504 | 105.2782 | approximate |  |  |  | pulp & paper | power |  | no
G100000109528 | L100000102832 | Indonesia | https://www.gem.wiki/Sorong_power_station | Sorong power station | Phase I | Sorong Phase I |  |  | PT PLN (Persero) [100%] | E100000000537 [100%] | PT PLN (Persero) [100.0%] | E100000000537 [100.0%] | 50 | cancelled |  |  |  | unknown | unknown |  |  |  |  | Sorong |  |  | Papua | South-eastern Asia | Asia | -0.876 | 131.255 | approximate | [6 empty] | no
G100000109529 | L100000102832 | Indonesia | https://www.gem.wiki/Sorong_power_station | Sorong power station | Phase II | Sorong Phase II |  |  | PT PLN (Persero) [100%] | E100000000537 [100%] | PT PLN (Persero) [100.0%] | E100000000537 [100.0%] | 1000 | cancelled |  |  |  | unknown | unknown |  |  |  |  | Sorong |  |  | Papua | South-eastern Asia | Asia | -0.876 | 131.255 | approximate | [6 empty] | no
G100001093582 | L100001082970 | Indonesia | https://www.gem.wiki/South_Pasific_Viscose_power_station | South Pasific Viscose power station | -- | South Pasific Viscose -- | Lenzing Purwakarta Power Plant 2 |  | South Pasific Viscose PT [100%] | E100002022534 [100%] | Lenzing AG [99.9%] | E100000000025 [99.9%] | 30 | operating | 2009 |  |  | unknown | unknown |  |  |  | bioenergy |  | Babakancikao | Purwakarta | Jawa | South-eastern Asia | Asia | -6.4982 | 107.3996 | exact |  |  |  | textiles
G100000115259 | L100000104846 | Indonesia | https://www.gem.wiki/Sulawesi_Labota_power_station | Sulawesi Labota power station | Unit 1 | Sulawesi Labota Unit 1 | 青山工业园拉波塔电厂 |  | PT Walsin Nickel Industrial Indonesia [100%] | E100000121082 [100%] | Walsin Lihwa Corp | E100000121535 | 350 | operating | 2021 |  |  | unknown | unknown |  |  |  |  | Bahodopi | Morowali | Morowali Regency | Sulawesi | South-eastern Asia | Asia | -2.8679 | 122.1771 | exact |  |  |  | aluminum, nickel | power |  | no
G100001093590 | L100001082978 | Indonesia | https://www.gem.wiki/PT_Kalimantan_Alumina_Nusantara_power_station | PT Kalimantan Alumina Nusantara power station | Unit 1 | PT Kalimantan Alumina Nusantara Unit 1 | Press Metal Alumina power station |  | PT Kalimantan Alumina Nusantara [100%] | E100002022537 [100%] | Press Metal International Resources (HK) Ltd [80.0%]; PT Alakasa Alumina Refineri [17.2%]; small shareholder(s) [2.8%] | E100002022758 [80.0%]; E100002022759 [17.2%]; E100001015587 [2.8%] | 30 | construction |  |  |  | unknown | unknown | [5 empty] | Toba | Sanggau | Kalimantan | South-eastern Asia | Asia | -0.12384 | 109.9713 | exact |  |  |  | aluminum |  |  |  | yes
G100001093591 | L100001082978 | Indonesia | https://www.gem.wiki/PT_Kalimantan_Alumina_Nusantara_power_station | PT Kalimantan Alumina Nusantara power station | Unit 2 | PT Kalimantan Alumina Nusantara Unit 2 | Press Metal Alumina power station |  | PT Kalimantan Alumina Nusantara [100%] | E100002022537 [100%] | Press Metal International Resources (HK) Ltd [80.0%]; PT Alakasa Alumina Refineri [17.2%]; small shareholder(s) [2.8%] | E100002022758 [80.0%]; E100002022759 [17.2%]; E100001015587 [2.8%] | 30 | construction |  |  |  | unknown | unknown | [5 empty] | Toba | Sanggau | Kalimantan | South-eastern Asia | Asia | -0.12384 | 109.9713 | exact |  |  |  | aluminum |  |  |  | yes
G100001093523 | L100000104846 | Indonesia | https://www.gem.wiki/Sulawesi_Labota_power_station | Sulawesi Labota power station | Unit 12 | Sulawesi Labota Unit 12 | 青山工业园拉波塔电厂 |  | PT Hua Chin Aluminum Indonesia [100%] | E100002022503 [100%] | Huafon Group Co Ltd [65.0%]; Eternal Tsingshan Group Ltd [35.0%] | E100002022737 [65.0%]; E100000120439 [35.0%] | 380 | pre-permit |  |  |  | unknown | unknown |  |  |  |  | Bahodopi | Morowali | Morowali Regency | Sulawesi | South-eastern Asia | Asia | -2.8743 | 122.1777 | exact |  |  |  | aluminum, nickel | power |  | no
G100000115260 | L100000104846 | Indonesia | https://www.gem.wiki/Sulawesi_Labota_power_station | Sulawesi Labota power station | Unit 2 | Sulawesi Labota Unit 2 | 青山工业园拉波塔电厂 |  | Indonesia Eternal Smelting Co [100%] | E100000120755 [100%] | Eternal Tsingshan Group Ltd | E100000120439 | 350 | operating | 2022 |  |  | unknown | unknown |  |  |  |  | Bahodopi | Morowali | Morowali Regency | Sulawesi | South-eastern Asia | Asia | -2.8679 | 122.1771 | exact |  |  |  | aluminum, nickel | power |  | no
G100000115261 | L100000104846 | Indonesia | https://www.gem.wiki/Sulawesi_Labota_power_station | Sulawesi Labota power station | Unit 3 | Sulawesi Labota Unit 3 | 青山工业园拉波塔电厂 |  | Indonesia Huaqing Aluminum Co Ltd [100%] | E100000120615 [100%] | Huafeng Group; Qingshan Industrial Co Ltd | E100000120578; E100002018828 | 380 | operating | 2023 |  |  | unknown | unknown |  |  |  |  | Bahodopi | Morowali | Morowali Regency | Sulawesi | South-eastern Asia | Asia | -2.8679 | 122.1771 | exact |  |  |  | aluminum, nickel | power |  | no
G100000115123 | L100000104846 | Indonesia | https://www.gem.wiki/Sulawesi_Labota_power_station | Sulawesi Labota power station | Unit 4 | Sulawesi Labota Unit 4 | 青山工业园拉波塔电厂 |  | Indonesia Wanjia Ferro Nickel Co Ltd [100%] | E100000120619 [100%] | Indonesia Wanjia Ferro Nickel Co Ltd [100.0%] | E100000120619 [100.0%] | 380 | operating | 2023 |  |  | supercritical | unknown |  |  |  |  | Bahodopi | Morowali | Morowali Regency | Sulawesi | South-eastern Asia | Asia | -2.869 | 122.1719 | exact |  |  |  | aluminum, nickel | power |  | no
G100000115124 | L100000104846 | Indonesia | https://www.gem.wiki/Sulawesi_Labota_power_station | Sulawesi Labota power station | Unit 5 | Sulawesi Labota Unit 5 | 青山工业园拉波塔电厂 |  | Indonesia Zhaohui Ferro Nickel Co Ltd [100%] | E100000120620 [100%] | Indonesia Zhaohui Ferro Nickel Co Ltd [100.0%] | E100000120620 [100.0%] | 380 | operating | 2023 |  |  | supercritical | unknown |  |  |  |  | Bahodopi | Morowali | Morowali Regency | Sulawesi | South-eastern Asia | Asia | -2.869 | 122.1719 | exact |  |  |  | aluminum, nickel | power |  | no
G100000115125 | L100000104846 | Indonesia | https://www.gem.wiki/Sulawesi_Labota_power_station | Sulawesi Labota power station | Unit 6 | Sulawesi Labota Unit 6 | 青山工业园拉波塔电厂 |  | PT Sulawesi Mining Investment [100%] | E100000121348 [100%] | Dingxin Group [55.0%]; PT Bintang Delapan Group [45.0%] | E100000120334 [55.0%]; E100000120164 [45.0%] | 380 | operating | 2023 |  |  | supercritical | unknown |  |  |  |  | Bahodopi | Morowali | Morowali Regency | Sulawesi | South-eastern Asia | Asia | -2.869 | 122.1719 | exact |  |  |  | aluminum, nickel | power |  | no
G100000115360 | L100000104846 | Indonesia | https://www.gem.wiki/Sulawesi_Labota_power_station | Sulawesi Labota power station | Unit 7 | Sulawesi Labota Unit 7 | 青山工业园拉波塔电厂 |  | PT Sulawesi Mining Investment [100%] | E100000121348 [100%] | Dingxin Group [55.0%]; PT Bintang Delapan Group [45.0%] | E100000120334 [55.0%]; E100000120164 [45.0%] | 380 | operating | 2023 |  |  | supercritical | unknown |  |  |  |  | Bahodopi | Morowali | Morowali Regency | Sulawesi | South-eastern Asia | Asia | -2.8688 | 122.1693 | exact |  |  |  | aluminum, nickel | power |  | no
G100000115361 | L100000104846 | Indonesia | https://www.gem.wiki/Sulawesi_Labota_power_station | Sulawesi Labota power station | Unit 8 | Sulawesi Labota Unit 8 | 青山工业园拉波塔电厂 |  | PT Sulawesi Mining Investment [100%] | E100000121348 [100%] | Dingxin Group [55.0%]; PT Bintang Delapan Group [45.0%] | E100000120334 [55.0%]; E100000120164 [45.0%] | 380 | operating | 2024 |  |  | supercritical | unknown |  |  |  |  | Bahodopi | Morowali | Morowali Regency | Sulawesi | South-eastern Asia | Asia | -2.8688 | 122.1693 | exact |  |  |  | aluminum, nickel | power |  | no
G100000115362 | L100000104846 | Indonesia | https://www.gem.wiki/Sulawesi_Labota_power_station | Sulawesi Labota power station | Unit 9 | Sulawesi Labota Unit 9 | 青山工业园拉波塔电厂 |  | PT Sulawesi Mining Investment [100%] | E100000121348 [100%] | Dingxin Group [55.0%]; PT Bintang Delapan Group [45.0%] | E100000120334 [55.0%]; E100000120164 [45.0%] | 380 | operating | 2024 |  |  | supercritical | unknown |  |  |  |  | Bahodopi | Morowali | Morowali Regency | Sulawesi | South-eastern Asia | Asia | -2.8688 | 122.1693 | exact |  |  |  | aluminum, nickel | power |  | no
G100000109663 | L100000102722 | Indonesia | https://www.gem.wiki/Sulawesi_Mining_power_station | Sulawesi Mining power station | Phase I Unit 1 | Sulawesi Mining Phase I Unit 1 | 青山工业园自备电厂 |  | PT Sulawesi Mining Investment [100%] | E100000121348 [100%] | Dingxin Group [55.0%]; PT Bintang Delapan Group [45.0%] | E100000120334 [55.0%]; E100000120164 [45.0%] | 65 | operating | 2015 |  |  | unknown | unknown | [5 empty] | Morowali | Morowali Regency | Sulawesi | South-eastern Asia | Asia | -2.8256 | 122.1554 | exact |  |  |  | nickel | power |  | no
G100000109664 | L100000102722 | Indonesia | https://www.gem.wiki/Sulawesi_Mining_power_station | Sulawesi Mining power station | Phase I Unit 2 | Sulawesi Mining Phase I Unit 2 | 青山工业园自备电厂 |  | PT Sulawesi Mining Investment [100%] | E100000121348 [100%] | Dingxin Group [55.0%]; PT Bintang Delapan Group [45.0%] | E100000120334 [55.0%]; E100000120164 [45.0%] | 65 | operating | 2015 |  |  | unknown | unknown | [5 empty] | Morowali | Morowali Regency | Sulawesi | South-eastern Asia | Asia | -2.8256 | 122.1554 | exact |  |  |  | nickel | power |  | no
G100000109665 | L100000102722 | Indonesia | https://www.gem.wiki/Sulawesi_Mining_power_station | Sulawesi Mining power station | Phase II Unit 1 | Sulawesi Mining Phase II Unit 1 | 青山工业园自备电厂 |  | PT Indonesia Guang Ching Nickel and Stainless Steel Industry [100%] | E100000120614 [100%] | Guangdong Guangxin Holdings Group | E100000120521 | 150 | operating | 2016 |  |  | unknown | unknown | [5 empty] | Morowali | Morowali Regency | Sulawesi | South-eastern Asia | Asia | -2.8274 | 122.1553 | exact |  |  |  | nickel | power |  | no
G100000109666 | L100000102722 | Indonesia | https://www.gem.wiki/Sulawesi_Mining_power_station | Sulawesi Mining power station | Phase II Unit 2 | Sulawesi Mining Phase II Unit 2 | 青山工业园自备电厂 |  | PT Indonesia Guang Ching Nickel and Stainless Steel Industry [100%] | E100000120614 [100%] | Guangdong Guangxin Holdings Group | E100000120521 | 150 | operating | 2020 |  |  | unknown | unknown | [5 empty] | Morowali | Morowali Regency | Sulawesi | South-eastern Asia | Asia | -2.8274 | 122.1553 | exact |  |  |  | nickel | power |  | no
G100000109667 | L100000102722 | Indonesia | https://www.gem.wiki/Sulawesi_Mining_power_station | Sulawesi Mining power station | Phase III Unit 1 | Sulawesi Mining Phase III Unit 1 | 青山工业园自备电厂 |  | PT Indonesia Tsingshan Stainless Steel [100%] | E100000120618 [100%] | Eternal Tsingshan Group Ltd | E100000120439 | 350 | operating | 2017 |  |  | unknown | unknown | [5 empty] | Morowali | Morowali Regency | Sulawesi | South-eastern Asia | Asia | -2.8295 | 122.1551 | exact |  |  |  | nickel | power |  | no
G100000113217 | L100000102722 | Indonesia | https://www.gem.wiki/Sulawesi_Mining_power_station | Sulawesi Mining power station | Phase III Unit 2 | Sulawesi Mining Phase III Unit 2 | 青山工业园自备电厂 |  | PT Indonesia Tsingshan Stainless Steel [100%] | E100000120618 [100%] | Eternal Tsingshan Group Ltd | E100000120439 | 350 | operating | 2017 |  |  | unknown | unknown | [5 empty] | Morowali | Morowali Regency | Sulawesi | South-eastern Asia | Asia | -2.8295 | 122.1551 | exact |  |  |  | nickel | power |  | no
G100000114323 | L100000102722 | Indonesia | https://www.gem.wiki/Sulawesi_Mining_power_station | Sulawesi Mining power station | Phase IV Unit 1 | Sulawesi Mining Phase IV Unit 1 | 青山工业园自备电厂 |  | PT Indonesia Tsingshan Stainless Steel [100%] | E100000120618 [100%] | Eternal Tsingshan Group Ltd | E100000120439 | 350 | operating | 2019 |  |  | unknown | unknown |  |  |  |  | Bahodopi | Morowali | Morowali Regency | Sulawesi | South-eastern Asia | Asia | -2.8274 | 122.1553 | exact |  |  |  | nickel | power |  | no
G100000114324 | L100000102722 | Indonesia | https://www.gem.wiki/Sulawesi_Mining_power_station | Sulawesi Mining power station | Phase IV Unit 2 | Sulawesi Mining Phase IV Unit 2 | 青山工业园自备电厂 |  | PT Indonesia Tsingshan Stainless Steel [100%] | E100000120618 [100%] | Eternal Tsingshan Group Ltd | E100000120439 | 350 | operating | 2019 |  |  | unknown | unknown |  |  |  |  | Bahodopi | Morowali | Morowali Regency | Sulawesi | South-eastern Asia | Asia | -2.8274 | 122.1553 | exact |  |  |  | nickel | power |  | no
G100000115363 | L100000102722 | Indonesia | https://www.gem.wiki/Sulawesi_Mining_power_station | Sulawesi Mining power station | Unit 9 | Sulawesi Mining Unit 9 | 青山工业园自备电厂 |  | Indonesia Morowali Power Co [100%] | E100000120616 [100%] | Eternal Tsingshan Group Ltd | E100000120439 | 250 | operating | 2020 |  |  | unknown | unknown |  |  |  |  | Bahodopi | Morowali | Morowali Regency | Sulawesi | South-eastern Asia | Asia | -2.8274 | 122.1553 | exact |  |  |  | nickel | power |  | no
G100000109668 | L100000102790 | Indonesia | https://www.gem.wiki/Sulawesi_Star_power_station | Sulawesi Star power station | -- | Sulawesi Star -- |  |  | Bharat Heavy Electricals Ltd; PT Star Vyobros | E100000121070; E100001000878 | Bharat Heavy Electricals Ltd; PT Star Vyobros | E100001000878; E100000121070 | 200 | cancelled |  |  |  | subcritical | unknown | [7 empty] | Sulawesi | South-eastern Asia | Asia | -4.8 | 119.9 | approximate | [6 empty] | no
G100000113831 | L100000104401 | Indonesia | https://www.gem.wiki/Sulbagsel-1_power_station | Sulbagsel-1 power station | Unit 1 | Sulbagsel-1 Unit 1 |  |  | PT PLN (Persero) [100%] | E100000000537 [100%] | PT PLN (Persero) [100.0%] | E100000000537 [100.0%] | 200 | cancelled | 2023 |  |  | unknown | unknown |  |  |  |  | Punggaluwu |  | Sawa | Sulawesi | South-eastern Asia | Asia | -3.8215 | 121.9721 | approximate | [6 empty] | no
G100000114190 | L100000104401 | Indonesia | https://www.gem.wiki/Sulbagsel-1_power_station | Sulbagsel-1 power station | Unit 2 | Sulbagsel-1 Unit 2 |  |  | PT PLN (Persero) [100%] | E100000000537 [100%] | PT PLN (Persero) [100.0%] | E100000000537 [100.0%] | 200 | cancelled | 2024 |  |  | unknown | unknown |  |  |  |  | Punggaluwu |  | Sawa | Sulawesi | South-eastern Asia | Asia | -3.8215 | 121.9721 | approximate | [6 empty] | no
G100000114191 | L100000104577 | Indonesia | https://www.gem.wiki/Sulbagsel-2_power_station | Sulbagsel-2 power station | Unit 1 | Sulbagsel-2 Unit 1 |  |  | PT PLN (Persero) [100%] | E100000000537 [100%] | PT PLN (Persero) [100.0%] | E100000000537 [100.0%] | 200 | cancelled | 2023 |  |  | unknown | unknown | [6 empty] | North Konawe | Sulawesi | South-eastern Asia | Asia | -3.8145 | 122.4478 | approximate | [6 empty] | no
G100000114192 | L100000104577 | Indonesia | https://www.gem.wiki/Sulbagsel-2_power_station | Sulbagsel-2 power station | Unit 2 | Sulbagsel-2 Unit 2 |  |  | PT PLN (Persero) [100%] | E100000000537 [100%] | PT PLN (Persero) [100.0%] | E100000000537 [100.0%] | 200 | cancelled | 2024 |  |  | unknown | unknown | [6 empty] | North Konawe | Sulawesi | South-eastern Asia | Asia | -3.8145 | 122.4478 | approximate | [6 empty] | no
G100000109670 | L100000102742 | Indonesia | https://www.gem.wiki/Sulbagut-1_power_station | Sulbagut-1 power station | Unit 1 | Sulbagut-1 Unit 1 | 哥伦打洛电站 |  | PT Gorontalo Listrik Perdana [100%] | E100000121017 [100%] | Shanghai Electric Power Construction Co Ltd [20.0%]; PT Medco Energi Internasional Tbk | E100002007802 [20.0%]; E100000000533 | 50 | operating | 2022 |  |  | subcritical | unknown | domestic |  |  |  | Tanjung Karang |  |  | Sulawesi | South-eastern Asia | Asia | 0.9427 | 122.9416 | exact | [6 empty] | no
G100000109671 | L100000102742 | Indonesia | https://www.gem.wiki/Sulbagut-1_power_station | Sulbagut-1 power station | Unit 2 | Sulbagut-1 Unit 2 | 哥伦打洛电站 |  | PT Gorontalo Listrik Perdana [100%] | E100000121017 [100%] | Shanghai Electric Power Construction Co Ltd [20.0%]; PT Medco Energi Internasional Tbk | E100002007802 [20.0%]; E100000000533 | 50 | operating | 2022 |  |  | subcritical | unknown | domestic |  |  |  | Tanjung Karang |  |  | Sulawesi | South-eastern Asia | Asia | 0.9427 | 122.9416 | exact | [6 empty] | no
G100000109672 | L100000102760 | Indonesia | https://www.gem.wiki/Sulbagut-2_power_station | Sulbagut-2 power station | Unit 1 | Sulbagut-2 Unit 1 |  |  | to be determined [100%] | E100000121374 [100%] | to be determined [100.0%] | E100000121374 [100.0%] | 100 | cancelled | 2027 |  |  | subcritical | unknown | [7 empty] | Sulawesi | South-eastern Asia | Asia | 1.1857 | 124.4749 | approximate | [6 empty] | no
G100000109673 | L100000102760 | Indonesia | https://www.gem.wiki/Sulbagut-2_power_station | Sulbagut-2 power station | Unit 2 | Sulbagut-2 Unit 2 |  |  | to be determined [100%] | E100000121374 [100%] | to be determined [100.0%] | E100000121374 [100.0%] | 100 | cancelled | 2028 |  |  | subcritical | unknown | [7 empty] | Sulawesi | South-eastern Asia | Asia | 1.1857 | 124.4749 | approximate | [6 empty] | no
G100000109674 | L100000102761 | Indonesia | https://www.gem.wiki/Sulbagut-3_power_station | Sulbagut-3 power station | Unit 1 | Sulbagut-3 Unit 1 |  |  | to be determined [100%] | E100000121374 [100%] | to be determined [100.0%] | E100000121374 [100.0%] | 50 | cancelled | 2024 |  |  | subcritical | unknown | [7 empty] | Sulawesi | South-eastern Asia | Asia | 0.8687 | 123.9643 | approximate | [6 empty] | no
G100000109675 | L100000102761 | Indonesia | https://www.gem.wiki/Sulbagut-3_power_station | Sulbagut-3 power station | Unit 2 | Sulbagut-3 Unit 2 |  |  | to be determined [100%] | E100000121374 [100%] | to be determined [100.0%] | E100000121374 [100.0%] | 50 | cancelled | 2025 |  |  | subcritical | unknown | [7 empty] | Sulawesi | South-eastern Asia | Asia | 0.8687 | 123.9643 | approximate | [6 empty] | no
G100000109679 | L100000102791 | Indonesia | https://www.gem.wiki/Sulsel-2_power_station | Sulsel-2 power station | Unit 1 | Sulsel-2 Unit 1 |  |  | to be determined [100%] | E100000121374 [100%] | to be determined [100.0%] | E100000121374 [100.0%] | 200 | cancelled |  |  |  | subcritical | unknown | [7 empty] | Sulawesi | South-eastern Asia | Asia | -5.7001 | 119.7258 | approximate | [6 empty] | no
G100000109680 | L100000102791 | Indonesia | https://www.gem.wiki/Sulsel-2_power_station | Sulsel-2 power station | Unit 2 | Sulsel-2 Unit 2 |  |  | to be determined [100%] | E100000121374 [100%] | to be determined [100.0%] | E100000121374 [100.0%] | 200 | cancelled |  |  |  | subcritical | unknown | [7 empty] | Sulawesi | South-eastern Asia | Asia | -5.7001 | 119.7258 | approximate | [6 empty] | no
G100000109686 | L100000102762 | Indonesia | https://www.gem.wiki/Sulut-1_power_station | Sulut-1 power station | Unit 1 | Sulut-1 Unit 1 |  |  | PT PLN (Persero) [100%] | E100000000537 [100%] | PT PLN (Persero) [100.0%] | E100000000537 [100.0%] | 50 | operating | 2025 |  |  | subcritical | unknown | [7 empty] | Sulawesi | South-eastern Asia | Asia | 0.89018 | 123.4701 | exact | [6 empty] | no
G100000113218 | L100000102762 | Indonesia | https://www.gem.wiki/Sulut-1_power_station | Sulut-1 power station | Unit 2 | Sulut-1 Unit 2 |  |  | PT PLN (Persero) [100%] | E100000000537 [100%] | PT PLN (Persero) [100.0%] | E100000000537 [100.0%] | 50 | operating | 2025 |  |  | subcritical | unknown | [7 empty] | Sulawesi | South-eastern Asia | Asia | 0.89018 | 123.4701 | exact | [6 empty] | no
G100000109687 | L100000102763 | Indonesia | https://www.gem.wiki/Sulut-3_power_station | Sulut-3 power station | Unit 1 | Sulut-3 Unit 1 | 北苏三发电项目 |  | PT Minahasa Cahaya Lestari [100%] | E100000121044 [100%] | China Hydropower Construction Group New Energy Development Co Ltd [10.0%]; PT Medco Energi Internasional Tbk | E100000000246 [10.0%]; E100000000533 | 50 | operating | 2021 |  |  | subcritical | unknown |  |  |  |  | Kema I village |  | Kema | Sulawesi | South-eastern Asia | Asia | 1.3743 | 125.0855 | exact | [6 empty] | no
G100000109688 | L100000102763 | Indonesia | https://www.gem.wiki/Sulut-3_power_station | Sulut-3 power station | Unit 2 | Sulut-3 Unit 2 | 北苏三发电项目 |  | PT Minahasa Cahaya Lestari [100%] | E100000121044 [100%] | China Hydropower Construction Group New Energy Development Co Ltd [10.0%]; PT Medco Energi Internasional Tbk | E100000000246 [10.0%]; E100000000533 | 50 | operating | 2021 |  |  | subcritical | unknown |  |  |  |  | Kema I village |  | Kema | Sulawesi | South-eastern Asia | Asia | 1.3743 | 125.0855 | exact | [6 empty] | no
G100001054920 | L100001048016 | Indonesia | https://www.gem.wiki/Sumatera_Hybrid_power_station | Sumatera Hybrid power station | Unit 1 | Sumatera Hybrid Unit 1 | [6 empty] | 600 | announced | 2032 |  |  | unknown | unknown | [7 empty] | Sumatera | South-eastern Asia | Asia | 0.5897 | 101.3431 | approximate
G100001054921 | L100001048016 | Indonesia | https://www.gem.wiki/Sumatera_Hybrid_power_station | Sumatera Hybrid power station | Unit 2 | Sumatera Hybrid Unit 2 | [6 empty] | 600 | announced | 2033 |  |  | unknown | unknown | [7 empty] | Sumatera | South-eastern Asia | Asia | 0.5897 | 101.3431 | approximate
G100000114207 | L100000104583 | Indonesia | https://www.gem.wiki/Sumbagsel-1_power_station | Sumbagsel-1 power station | Unit 1 | Sumbagsel-1 Unit 1 |  |  | PT Sumbagsel Energi Sakti Pewali [100%] | E100000121350 [100%] | PT Sumberenergi Sakti Prima [55.0%]; PT Adimas Puspita Serasi [25.0%]; PT D&C Engineering Co [10.0%]; PT PLN (Persero) [10.0%] | E100001001092 [55.0%]; E100001001093 [25.0%]; E100001001094 [10.0%]; E100000000537 [10.0%] | 150 | construction | 2026 |  |  | unknown | unknown | [5 empty] | Semidang Aji | Ogan Komering Ulu | Sumatera | South-eastern Asia | Asia | -4.1059 | 103.9947 | exact | [6 empty] | no
G100000114208 | L100000104583 | Indonesia | https://www.gem.wiki/Sumbagsel-1_power_station | Sumbagsel-1 power station | Unit 2 | Sumbagsel-1 Unit 2 |  |  | PT Sumbagsel Energi Sakti Pewali [100%] | E100000121350 [100%] | PT Sumberenergi Sakti Prima [55.0%]; PT Adimas Puspita Serasi [25.0%]; PT D&C Engineering Co [10.0%]; PT PLN (Persero) [10.0%] | E100001001092 [55.0%]; E100001001093 [25.0%]; E100001001094 [10.0%]; E100000000537 [10.0%] | 150 | construction | 2026 |  |  | unknown | unknown | [5 empty] | Semidang Aji | Ogan Komering Ulu | Sumatera | South-eastern Asia | Asia | -4.1059 | 103.9947 | exact | [6 empty] | no
G100000109689 | L100000102770 | Indonesia | https://www.gem.wiki/Sumbagut_(Sibolga_Baru)_power_station | Sumbagut (Sibolga Baru) power station | Unit 1 | Sumbagut (Sibolga Baru) Unit 1 |  |  | PT PLN (Persero) [100%] | E100000000537 [100%] | PT PLN (Persero) [100.0%] | E100000000537 [100.0%] | 115 | cancelled |  |  |  | subcritical | subbituminous |  |  |  |  | Labuhan Angin |  |  | Sumatera | South-eastern Asia | Asia | 1.7176 | 98.7265 | approximate | [6 empty] | no
G100000109690 | L100000102770 | Indonesia | https://www.gem.wiki/Sumbagut_(Sibolga_Baru)_power_station | Sumbagut (Sibolga Baru) power station | Unit 2 | Sumbagut (Sibolga Baru) Unit 2 |  |  | PT PLN (Persero) [100%] | E100000000537 [100%] | PT PLN (Persero) [100.0%] | E100000000537 [100.0%] | 115 | cancelled |  |  |  | subcritical | subbituminous |  |  |  |  | Labuhan Angin |  |  | Sumatera | South-eastern Asia | Asia | 1.7176 | 98.7265 | approximate | [6 empty] | no
G100000109691 | L100000102739 | Indonesia | https://www.gem.wiki/Sumbawa-2_power_station | Sumbawa-2 power station | Unit 1 | Sumbawa-2 Unit 1 |  |  | to be determined [100%] | E100000121374 [100%] | to be determined [100.0%] | E100000121374 [100.0%] | 50 | cancelled | 2023 |  |  | subcritical | unknown |  |  |  |  | Gapit |  |  | Nusa Tenggara | South-eastern Asia | Asia | -8.748 | 117.9577 | approximate | [6 empty] | no
G100000109692 | L100000102739 | Indonesia | https://www.gem.wiki/Sumbawa-2_power_station | Sumbawa-2 power station | Unit 2 | Sumbawa-2 Unit 2 |  |  | to be determined [100%] | E100000121374 [100%] | to be determined [100.0%] | E100000121374 [100.0%] | 50 | cancelled | 2024 |  |  | subcritical | unknown |  |  |  |  | Gapit |  |  | Nusa Tenggara | South-eastern Asia | Asia | -8.748 | 117.9577 | approximate | [6 empty] | no
G100000109696 | L100000102804 | Indonesia | https://www.gem.wiki/Sumsel-1_power_station | Sumsel-1 power station | Unit 1 | Sumsel-1 Unit 1 | 神华国华南苏1号二期 (国华美朗电厂南苏1号) |  | PT Lion Power Energy; China Shenhua Energy Co Ltd | E100000120774; E100000000175 | China Shenhua Energy Co Ltd; PT Graha Wahyu Kencana; unknown | E100000000175; E100002000508; E100000132388 | 350 | operating | 2025 |  |  | supercritical | unknown |  |  |  |  | Tanjung Menang village |  | Rambang Dangku District | Sumatera | South-eastern Asia | Asia | -3.4767 | 103.9992 | exact | [6 empty] | no
G100000109697 | L100000102804 | Indonesia | https://www.gem.wiki/Sumsel-1_power_station | Sumsel-1 power station | Unit 2 | Sumsel-1 Unit 2 | 神华国华南苏1号二期 (国华美朗电厂南苏1号) |  | PT Lion Power Energy; China Shenhua Energy Co Ltd | E100000120774; E100000000175 | China Shenhua Energy Co Ltd; PT Graha Wahyu Kencana; unknown | E100000000175; E100002000508; E100000132388 | 350 | operating | 2025 |  |  | supercritical | unknown |  |  |  |  | Tanjung Menang village |  | Rambang Dangku District | Sumatera | South-eastern Asia | Asia | -3.4767 | 103.9992 | exact | [6 empty] | no
G100000109698 | L100000102805 | Indonesia | https://www.gem.wiki/Sumsel-10_power_station | Sumsel-10 power station | Unit 1 | Sumsel-10 Unit 1 |  |  | to be determined [100%] | E100000121374 [100%] | to be determined [100.0%] | E100000121374 [100.0%] | 300 | cancelled |  |  |  | subcritical | unknown | [7 empty] | Sumatera | South-eastern Asia | Asia | -2.75 | 103.8333 | approximate | [6 empty] | no
G100000109699 | L100000102805 | Indonesia | https://www.gem.wiki/Sumsel-10_power_station | Sumsel-10 power station | Unit 2 | Sumsel-10 Unit 2 |  |  | to be determined [100%] | E100000121374 [100%] | to be determined [100.0%] | E100000121374 [100.0%] | 300 | cancelled |  |  |  | subcritical | unknown | [7 empty] | Sumatera | South-eastern Asia | Asia | -2.75 | 103.8333 | approximate | [6 empty] | no
G100000109700 | L100000102806 | Indonesia | https://www.gem.wiki/Sumsel-5_power_station | Sumsel-5 power station | Unit 1 | Sumsel-5 Unit 1 | 苏姆塞尔-5电站 (Unit 1, Unit 2) |  | PT DSSP Power Sumsel [100%] | E100002016377 [100%] | China Datang Overseas Investment Co Ltd [75.0%]; PT Dian Swastatika Sentosa Tbk [25.0%] | E100001001085 [75.0%]; E100001010084 [25.0%] | 150 | operating | 2016 |  | 2041 | subcritical | unknown |  |  |  |  | Sindang Marga | Bayung Lencir | Musi Banyuasin | Sumatera | South-eastern Asia | Asia | -2.1563 | 103.7553 | exact | [6 empty] | no
G100000109701 | L100000102806 | Indonesia | https://www.gem.wiki/Sumsel-5_power_station | Sumsel-5 power station | Unit 2 | Sumsel-5 Unit 2 | 苏姆塞尔-5电站 (Unit 1, Unit 2) |  | PT DSSP Power Sumsel [100%] | E100002016377 [100%] | China Datang Overseas Investment Co Ltd [75.0%]; PT Dian Swastatika Sentosa Tbk [25.0%] | E100001001085 [75.0%]; E100001010084 [25.0%] | 150 | operating | 2016 |  | 2041 | subcritical | unknown |  |  |  |  | Sindang Marga | Bayung Lencir | Musi Banyuasin | Sumatera | South-eastern Asia | Asia | -2.1563 | 103.7553 | exact | [6 empty] | no
G100000113832 | L100000102806 | Indonesia | https://www.gem.wiki/Sumsel-5_power_station | Sumsel-5 power station | Unit 3 | Sumsel-5 Unit 3 | 苏姆塞尔-5电站 (Unit 1, Unit 2) |  | PT DSSP Power Sumsel [100%] | E100002016377 [100%] | China Datang Overseas Investment Co Ltd [75.0%]; PT Dian Swastatika Sentosa Tbk [25.0%] | E100001001085 [75.0%]; E100001010084 [25.0%] | 350 | cancelled | 2023 |  |  | unknown | unknown | [5 empty] | Bayung Lencir | Musi Banyuasin | Sumatera | South-eastern Asia | Asia | -2.1563 | 103.7553 | exact | [6 empty] | no
G100000109702 | L100000102807 | Indonesia | https://www.gem.wiki/Sumsel-6_power_station | Sumsel-6 power station | Unit 1 | Sumsel-6 Unit 1 |  |  | PT Bukit Asam Tbk [100%] | E100001000746 [100%] | PT Bukit Asam Tbk [100.0%] | E100001000746 [100.0%] | 300 | cancelled | 2027 |  |  | subcritical | unknown | mine-mouth | [6 empty] | Sumatera | South-eastern Asia | Asia | -2.3558 | 103.4434 | approximate | [6 empty] | no
G100000109703 | L100000102807 | Indonesia | https://www.gem.wiki/Sumsel-6_power_station | Sumsel-6 power station | Unit 2 | Sumsel-6 Unit 2 |  |  | PT Bukit Asam Tbk [100%] | E100001000746 [100%] | PT Bukit Asam Tbk [100.0%] | E100001000746 [100.0%] | 300 | cancelled |  |  |  | subcritical | unknown | mine-mouth | [6 empty] | Sumatera | South-eastern Asia | Asia | -2.3558 | 103.4434 | approximate | [6 empty] | no
G100000109704 | L100000102808 | Indonesia | https://www.gem.wiki/Sumsel-7_power_station | Sumsel-7 power station | Unit 1 | Sumsel-7 Unit 1 |  |  | PT Madhucon Sriwajaya Power [100%] | E100000120802 [100%] | Madhucon Infra Ltd; Madhucon Projects Ltd; Madhucon Sugar & Power Industries Ltd; PT Madhucon Indonesia | E100002007618; E100000120801; E100002007619; E100002007620 | 150 | cancelled |  |  |  | subcritical | unknown | [5 empty] | Keluang | Musi Banyuasin | Sumatera | South-eastern Asia | Asia | -2.604 | 103.914 | approximate | [6 empty] | no
G100000109705 | L100000102808 | Indonesia | https://www.gem.wiki/Sumsel-7_power_station | Sumsel-7 power station | Unit 2 | Sumsel-7 Unit 2 |  |  | PT Madhucon Sriwajaya Power [100%] | E100000120802 [100%] | Madhucon Infra Ltd; Madhucon Projects Ltd; Madhucon Sugar & Power Industries Ltd; PT Madhucon Indonesia | E100002007618; E100000120801; E100002007619; E100002007620 | 150 | cancelled |  |  |  | subcritical | unknown | [5 empty] | Keluang | Musi Banyuasin | Sumatera | South-eastern Asia | Asia | -2.604 | 103.914 | approximate | [6 empty] | no
G100000109706 | L100000102781 | Indonesia | https://www.gem.wiki/Sumut-1_power_station | Sumut-1 power station | Unit 1 | Sumut-1 Unit 1 | Medan Project, 印尼棉兰工业园电厂 |  | PT Mabar Elektrindo [100%] | E100000121038 [100%] | Oceanwide Holdings Co Ltd [60.0%]; Power Construction Corporation of China Ltd [20.0%]; PT Garda Sayap Garuda [20.0%] | E100000120950 [60.0%]; E100000000247 [20.0%]; E100000121015 [20.0%] | 150 | shelved | 2028 |  |  | subcritical | unknown |  |  |  |  | Paruh Kurau |  | Deli Serdang | Sumatera | South-eastern Asia | Asia | 3.7803 | 98.6369 | exact | [6 empty] | no
G100000109707 | L100000102781 | Indonesia | https://www.gem.wiki/Sumut-1_power_station | Sumut-1 power station | Unit 2 | Sumut-1 Unit 2 | Medan Project, 印尼棉兰工业园电厂 |  | PT Mabar Elektrindo [100%] | E100000121038 [100%] | Oceanwide Holdings Co Ltd [60.0%]; Power Construction Corporation of China Ltd [20.0%]; PT Garda Sayap Garuda [20.0%] | E100000120950 [60.0%]; E100000000247 [20.0%]; E100000121015 [20.0%] | 150 | shelved | 2028 |  |  | subcritical | unknown |  |  |  |  | Paruh Kurau |  | Deli Serdang | Sumatera | South-eastern Asia | Asia | 3.7803 | 98.6369 | exact | [6 empty] | no
G100000109790 | L100000102785 | Indonesia | https://www.gem.wiki/Tabalong_power_station | Tabalong power station | Unit 1 | Tabalong Unit 1 | Kalsel FTP2 |  | PT Tanjung Power Indonesia [100%] | E100000121078 [100%] | PT Alamtri Resources Indonesia Tbk [65.0%]; Korea Electric Power Corp [35.0%] | E100001000782 [65.0%]; E100000000947 [35.0%] | 100 | operating | 2019 |  |  | subcritical | lignite | mine-mouth |  |  |  | Adaro's Tanjung coal mine |  | Tabalong | Kalimantan | South-eastern Asia | Asia | -2.1634 | 115.4408 | exact | [6 empty] | no
G100000109791 | L100000102785 | Indonesia | https://www.gem.wiki/Tabalong_power_station | Tabalong power station | Unit 2 | Tabalong Unit 2 | Kalsel FTP2 |  | PT Tanjung Power Indonesia [100%] | E100000121078 [100%] | PT Alamtri Resources Indonesia Tbk [65.0%]; Korea Electric Power Corp [35.0%] | E100001000782 [65.0%]; E100000000947 [35.0%] | 100 | operating | 2019 |  |  | subcritical | lignite | mine-mouth |  |  |  | Adaro's Tanjung coal mine |  | Tabalong | Kalimantan | South-eastern Asia | Asia | -2.1634 | 115.4408 | exact | [6 empty] | no
G100000109792 | L100000102786 | Indonesia | https://www.gem.wiki/Tabalong_Wisesa_power_station | Tabalong Wisesa power station | Unit 1 | Tabalong Wisesa Unit 1 |  |  | PT Makmur Sejahtera Wisesa [100%] | E100000121039 [100%] | PT Alamtri Resources Indonesia Tbk | E100001000782 | 30 | operating | 2013 |  |  | subcritical | unknown | mine-mouth |  |  | bioenergy | Tanjung - Kab Tabalong |  |  | Kalimantan | South-eastern Asia | Asia | -2.1586 | 115.4459 | exact |  |  |  | other metals & mining |  |  | no
G100000109793 | L100000102786 | Indonesia | https://www.gem.wiki/Tabalong_Wisesa_power_station | Tabalong Wisesa power station | Unit 2 | Tabalong Wisesa Unit 2 |  |  | PT Makmur Sejahtera Wisesa [100%] | E100000121039 [100%] | PT Alamtri Resources Indonesia Tbk | E100001000782 | 30 | operating | 2013 |  |  | subcritical | unknown | mine-mouth |  |  | bioenergy | Tanjung - Kab Tabalong |  |  | Kalimantan | South-eastern Asia | Asia | -2.1586 | 115.4459 | exact |  |  |  | other metals & mining |  |  | no
G100000109863 | L100000102792 | Indonesia | https://www.gem.wiki/Takalar_power_station | Takalar power station | Unit 1 | Takalar Unit 1 | PLTU Jeneponto, Punagaya FTP2, 塔卡拉燃煤电站, 苏拉威西塔卡拉电厂 |  | PT PLN (Persero) [100%] | E100000000537 [100%] | PT PLN (Persero) [100.0%] | E100000000537 [100.0%] | 100 | operating | 2017 |  |  | subcritical | unknown |  |  |  | bioenergy | Punagaya | Bangkala | Jeneponto | Sulawesi | South-eastern Asia | Asia | -5.6236 | 119.5508 | exact | [6 empty] | no
G100000109864 | L100000102792 | Indonesia | https://www.gem.wiki/Takalar_power_station | Takalar power station | Unit 2 | Takalar Unit 2 | PLTU Jeneponto, Punagaya FTP2, 塔卡拉燃煤电站, 苏拉威西塔卡拉电厂 |  | PT PLN (Persero) [100%] | E100000000537 [100%] | PT PLN (Persero) [100.0%] | E100000000537 [100.0%] | 100 | operating | 2018 |  |  | subcritical | unknown |  |  |  | bioenergy | Punagaya | Bangkala | Jeneponto | Sulawesi | South-eastern Asia | Asia | -5.6236 | 119.5508 | exact | [6 empty] | no
G100000109946 | L100000102732 | Indonesia | https://www.gem.wiki/Tanjung_Awar-Awar_power_station | Tanjung Awar-Awar power station | Unit 1 | Tanjung Awar-Awar Unit 1 |  |  | PT PLN (Persero) [100%] | E100000000537 [100%] | PT PLN (Persero) [100.0%] | E100000000537 [100.0%] | 350 | operating | 2012 |  |  | subcritical | subbituminous |  |  |  | bioenergy | Wadung | Jenu | Tuban | Jawa | South-eastern Asia | Asia | -6.8105 | 111.9955 | exact | [6 empty] | no
G100000109947 | L100000102732 | Indonesia | https://www.gem.wiki/Tanjung_Awar-Awar_power_station | Tanjung Awar-Awar power station | Unit 2 | Tanjung Awar-Awar Unit 2 |  |  | PT PLN (Persero) [100%] | E100000000537 [100%] | PT PLN (Persero) [100.0%] | E100000000537 [100.0%] | 350 | operating | 2013 |  |  | subcritical | subbituminous |  |  |  | bioenergy | Wadung | Jenu | Tuban | Jawa | South-eastern Asia | Asia | -6.8105 | 111.9955 | exact | [6 empty] | no
G100000109954 | L100000102822 | Indonesia | https://www.gem.wiki/Tanjung_Jati_A_power_station | Tanjung Jati A power station | Unit 1 | Tanjung Jati A Unit 1 | PLTU Jawa-3, 坦竣A电站 |  | PT Bakrie Power; PT Tanjung Jati Power Co | E100000186020; E100000121076 | PT Bakrie & Brothers Tbk; unknown; YTL Power International Bhd | E100001015677; E100000132388; E100000004351 | 660 | cancelled | 2025 |  |  | unknown | subbituminous |  |  |  |  | Pengarengan | Pangenan | Cirebon | Jawa | South-eastern Asia | Asia | -6.7685 | 108.6452 | exact | [6 empty] | no
G100000109955 | L100000102822 | Indonesia | https://www.gem.wiki/Tanjung_Jati_A_power_station | Tanjung Jati A power station | Unit 2 | Tanjung Jati A Unit 2 | PLTU Jawa-3, 坦竣A电站 |  | PT Bakrie Power; PT Tanjung Jati Power Co | E100000121076; E100000186020 | PT Bakrie & Brothers Tbk; unknown; YTL Power International Bhd | E100001015677; E100000132388; E100000004351 | 660 | cancelled | 2026 |  |  | unknown | subbituminous | [6 empty] | Cirebon | Jawa | South-eastern Asia | Asia | -6.7685 | 108.6452 | exact | [6 empty] | no
G100000109960 | L100000102714 | Indonesia | https://www.gem.wiki/Tanjung_Jati_B_power_station | Tanjung Jati B power station | Unit 1 | Tanjung Jati B Unit 1 | 坦竣B电站 |  | PT Central Java Power [100%] | E100000121007 [100%] | Sumitomo Corp | E100000000657 | 660 | operating | 2006 |  |  | subcritical | bituminous |  |  |  |  | Tanjung Jati | Kembang | Jepara | Jawa | South-eastern Asia | Asia | -6.4448 | 110.7435 | exact | [6 empty] | no
G100000109961 | L100000102714 | Indonesia | https://www.gem.wiki/Tanjung_Jati_B_power_station | Tanjung Jati B power station | Unit 2 | Tanjung Jati B Unit 2 | 坦竣B电站 |  | PT Central Java Power [100%] | E100000121007 [100%] | Sumitomo Corp | E100000000657 | 660 | operating | 2006 |  |  | subcritical | bituminous |  |  |  |  | Tanjung Jati | Kembang | Jepara | Jawa | South-eastern Asia | Asia | -6.4448 | 110.7435 | exact | [6 empty] | no
G100000109956 | L100000102714 | Indonesia | https://www.gem.wiki/Tanjung_Jati_B_power_station | Tanjung Jati B power station | Unit 3 | Tanjung Jati B Unit 3 | 坦竣B电站 |  | PT Central Java Power [100%] | E100000121007 [100%] | Sumitomo Corp | E100000000657 | 660 | operating | 2011 |  |  | subcritical | bituminous |  |  |  |  | Tanjung Jati | Kembang | Jepara | Jawa | South-eastern Asia | Asia | -6.446 | 110.7423 | exact | [6 empty] | no
G100000109957 | L100000102714 | Indonesia | https://www.gem.wiki/Tanjung_Jati_B_power_station | Tanjung Jati B power station | Unit 4 | Tanjung Jati B Unit 4 | 坦竣B电站 |  | PT Central Java Power [100%] | E100000121007 [100%] | Sumitomo Corp | E100000000657 | 660 | operating | 2012 |  |  | subcritical | bituminous |  |  |  |  | Tanjung Jati | Kembang | Jepara | Jawa | South-eastern Asia | Asia | -6.446 | 110.7423 | exact | [6 empty] | no
G100000109958 | L100000102714 | Indonesia | https://www.gem.wiki/Tanjung_Jati_B_power_station | Tanjung Jati B power station | Unit 5 | Tanjung Jati B Unit 5 | 坦竣B电站 |  | PT Bhumi Jati Power [100%] | E100000120996 [100%] | Sumitomo Corp [50.0%]; Kansai Electric Power Co [25.0%]; PT United Tractors Tbk [25.0%] | E100000000657 [50.0%]; E100000000646 [25.0%]; E100001000710 [25.0%] | 1000 | operating | 2022 |  | 2047 | ultra-supercritical | subbituminous |  |  |  |  | Tanjung Jati | Kembang | Jepara | Jawa | South-eastern Asia | Asia | -6.4465 | 110.7424 | exact | [6 empty] | no
G100000109959 | L100000102714 | Indonesia | https://www.gem.wiki/Tanjung_Jati_B_power_station | Tanjung Jati B power station | Unit 6 | Tanjung Jati B Unit 6 | 坦竣B电站 |  | PT Bhumi Jati Power [100%] | E100000120996 [100%] | Sumitomo Corp [50.0%]; Kansai Electric Power Co [25.0%]; PT United Tractors Tbk [25.0%] | E100000000657 [50.0%]; E100000000646 [25.0%]; E100001000710 [25.0%] | 1000 | operating | 2022 |  | 2047 | ultra-supercritical | subbituminous |  |  |  |  | Tanjung Jati | Kembang | Jepara | Jawa | South-eastern Asia | Asia | -6.4465 | 110.7424 | exact | [6 empty] | no
G100000109962 | L100000102782 | Indonesia | https://www.gem.wiki/Tanjung_Kasam_power_station | Tanjung Kasam power station | Unit 1 | Tanjung Kasam Unit 1 | 华电巴淡岛JTK电站 |  | PT Tanjung Kasam Power [100%] | E100000121077 [100%] | PT Petra Unggul Sejahtera [90.0%]; PT PLN (Persero) [10.0%] | E100000121058 [90.0%]; E100000000537 [10.0%] | 65 | operating | 2012 |  |  | subcritical | subbituminous |  |  |  |  | Telaga Punggur - Pulau Batam | Nongsa | Batam | Sumatera | South-eastern Asia | Asia | 1.0441 | 104.1357 | exact | [6 empty] | no
G100000109963 | L100000102782 | Indonesia | https://www.gem.wiki/Tanjung_Kasam_power_station | Tanjung Kasam power station | Unit 2 | Tanjung Kasam Unit 2 | 华电巴淡岛JTK电站 |  | PT Tanjung Kasam Power [100%] | E100000121077 [100%] | PT Petra Unggul Sejahtera [90.0%]; PT PLN (Persero) [10.0%] | E100000121058 [90.0%]; E100000000537 [10.0%] | 65 | operating | 2012 |  |  | subcritical | subbituminous |  |  |  |  | Telaga Punggur - Pulau Batam | Nongsa | Batam | Sumatera | South-eastern Asia | Asia | 1.0441 | 104.1357 | exact | [6 empty] | no
G100000109964 | L100000102772 | Indonesia | https://www.gem.wiki/Tanjung_Pasir_power_station | Tanjung Pasir power station | Unit 1 | Tanjung Pasir Unit 1 |  |  | PT PLN (Persero) [100%] | E100000000537 [100%] | PT PLN (Persero) [100.0%] | E100000000537 [100.0%] | 200 | cancelled |  |  |  | subcritical | unknown | [5 empty] | Pangkalan Susu | Langkat | Sumatera | South-eastern Asia | Asia | 4.1102 | 98.2191 | approximate | [6 empty] | no
G100000109965 | L100000102772 | Indonesia | https://www.gem.wiki/Tanjung_Pasir_power_station | Tanjung Pasir power station | Unit 2 | Tanjung Pasir Unit 2 |  |  | PT PLN (Persero) [100%] | E100000000537 [100%] | PT PLN (Persero) [100.0%] | E100000000537 [100.0%] | 200 | cancelled |  |  |  | subcritical | unknown | [5 empty] | Pangkalan Susu | Langkat | Sumatera | South-eastern Asia | Asia | 4.1102 | 98.2191 | approximate | [6 empty] | no
G100001093559 | L100001082959 | Indonesia | https://www.gem.wiki/Tanjung_Sauh_power_station | Tanjung Sauh power station | Unit 1 | Tanjung Sauh Unit 1 | 印尼丹绒沙乌300兆瓦智慧能源项目 |  | PT Tanjung Sauh Power [100%] | E100002022526 [100%] | PT Nusatama Properta Panbil | E100002004829 | 150 | pre-permit | 2026 |  |  | unknown | unknown | [6 empty] | Batam City | Sumatera | South-eastern Asia | Asia | 1.0614 | 104.1737 | exact |  |  |  | industrial park
G100001093560 | L100001082959 | Indonesia | https://www.gem.wiki/Tanjung_Sauh_power_station | Tanjung Sauh power station | Unit 2 | Tanjung Sauh Unit 2 | 印尼丹绒沙乌300兆瓦智慧能源项目 |  | PT Tanjung Sauh Power [100%] | E100002022526 [100%] | PT Nusatama Properta Panbil | E100002004829 | 150 | pre-permit | 2027 |  |  | unknown | unknown | [6 empty] | Batam City | Sumatera | South-eastern Asia | Asia | 1.0614 | 104.1737 | exact |  |  |  | industrial park
G100000109971 | L100000102756 | Indonesia | https://www.gem.wiki/Tarahan_power_station | Tarahan power station | Unit 3 | Tarahan Unit 3 | 楠榜达拉汉电站（达拉汗） |  | PT PLN (Persero) [100%] | E100000000537 [100%] | PT PLN (Persero) [100.0%] | E100000000537 [100.0%] | 100 | operating | 2008 |  |  | subcritical | unknown |  |  |  | bioenergy |  | Katibung | Lampung Selatan | Sumatera | South-eastern Asia | Asia | -5.5212 | 105.3535 | exact | [6 empty] | no
G100000109972 | L100000102756 | Indonesia | https://www.gem.wiki/Tarahan_power_station | Tarahan power station | Unit 4 | Tarahan Unit 4 | 楠榜达拉汉电站（达拉汗） |  | PT PLN (Persero) [100%] | E100000000537 [100%] | PT PLN (Persero) [100.0%] | E100000000537 [100.0%] | 100 | operating | 2007 |  |  | subcritical | unknown |  |  |  | bioenergy |  | Katibung | Lampung Selatan | Sumatera | South-eastern Asia | Asia | -5.5212 | 105.3535 | exact | [6 empty] | no
G100000114353 | L100000102756 | Indonesia | https://www.gem.wiki/Tarahan_power_station | Tarahan power station | Unit 5 | Tarahan Unit 5 | 楠榜达拉汉电站（达拉汗） |  | PT PLN (Persero) [100%] | E100000000537 [100%] | PT PLN (Persero) [100.0%] | E100000000537 [100.0%] | 300 | cancelled | 2022 |  |  | subcritical | unknown | [5 empty] | Katibung | Lampung Selatan | Sumatera | South-eastern Asia | Asia | -5.5212 | 105.3535 | exact | [6 empty] | no
G100000109973 | L100000102758 | Indonesia | https://www.gem.wiki/Tarakan_power_station | Tarakan power station | -- | Tarakan -- |  |  | PT PLN (Persero) [100%] | E100000000537 [100%] | PT PLN (Persero) [100.0%] | E100000000537 [100.0%] | 200 | cancelled |  |  |  | subcritical | unknown |  |  |  |  | Tarakan |  |  | Kalimantan | South-eastern Asia | Asia | 3.3 | 117.6333 | approximate | [6 empty] | no
G100000109998 | L100000102835 | Indonesia | https://www.gem.wiki/Teluk_Sirih_power_station | Teluk Sirih power station | Unit 1 | Teluk Sirih Unit 1 | 西苏电站 |  | PT PLN (Persero) [100%] | E100000000537 [100%] | PT PLN (Persero) [100.0%] | E100000000537 [100.0%] | 112 | operating | 2013 |  | 2060 | subcritical | unknown |  |  |  | bioenergy |  | Bungus Teluk Kabung | Padang | Sumatera | South-eastern Asia | Asia | -1.0765 | 100.3724 | exact | [6 empty] | no
G100000109999 | L100000102835 | Indonesia | https://www.gem.wiki/Teluk_Sirih_power_station | Teluk Sirih power station | Unit 2 | Teluk Sirih Unit 2 | 西苏电站 |  | PT PLN (Persero) [100%] | E100000000537 [100%] | PT PLN (Persero) [100.0%] | E100000000537 [100.0%] | 112 | operating | 2013 |  | 2060 | subcritical | unknown |  |  |  | bioenergy |  | Bungus Teluk Kabung | Padang | Sumatera | South-eastern Asia | Asia | -1.0765 | 100.3724 | exact | [6 empty] | no
G100000110175 | L100000102809 | Indonesia | https://www.gem.wiki/Timah_South_Sumatra_power_station | Timah South Sumatra power station | Unit 1 | Timah South Sumatra Unit 1 |  |  | PT Timah Tbk [100%] | E100001000922 [100%] | PT Timah Tbk [100.0%] | E100001000922 [100.0%] | 150 | cancelled |  |  |  | subcritical | unknown | [5 empty] | Gunung Megang District | Muara Enim | Sumatera | South-eastern Asia | Asia | -3.5395 | 103.7548 | approximate | [6 empty] | no
G100000110176 | L100000102809 | Indonesia | https://www.gem.wiki/Timah_South_Sumatra_power_station | Timah South Sumatra power station | Unit 2 | Timah South Sumatra Unit 2 |  |  | PT Timah Tbk [100%] | E100001000922 [100%] | PT Timah Tbk [100.0%] | E100001000922 [100.0%] | 150 | cancelled |  |  |  | subcritical | unknown | [5 empty] | Gunung Megang District | Muara Enim | Sumatera | South-eastern Asia | Asia | -3.5395 | 103.7548 | approximate | [6 empty] | no
G100000110178 | L100000102740 | Indonesia | https://www.gem.wiki/Timor-1_power_station | Timor-1 power station | Unit 1 | Timor-1 Unit 1 |  |  | PT PLN (Persero) [100%] | E100000000537 [100%] | PT PLN (Persero) [100.0%] | E100000000537 [100.0%] | 50 | operating | 2024 |  |  | subcritical | unknown |  |  |  |  | Lifuleo | West Kupang | Kupang | Nusa Tenggara | South-eastern Asia | Asia | -10.352 | 123.4599 | exact | [6 empty] | no
G100000110179 | L100000102740 | Indonesia | https://www.gem.wiki/Timor-1_power_station | Timor-1 power station | Unit 2 | Timor-1 Unit 2 |  |  | PT PLN (Persero) [100%] | E100000000537 [100%] | PT PLN (Persero) [100.0%] | E100000000537 [100.0%] | 50 | operating | 2024 |  |  | subcritical | unknown |  |  |  |  | Lifuleo | West Kupang | Kupang | Nusa Tenggara | South-eastern Asia | Asia | -10.352 | 123.4599 | exact | [6 empty] | no
G100000110180 | L100000102741 | Indonesia | https://www.gem.wiki/Timor-2_power_station | Timor-2 power station | Unit 1 | Timor-2 Unit 1 |  |  | PT PLN (Persero) [100%] | E100000000537 [100%] | PT PLN (Persero) [100.0%] | E100000000537 [100.0%] | 50 | cancelled | 2026 |  |  | subcritical | unknown | [7 empty] | Nusa Tenggara | South-eastern Asia | Asia | -10.3574 | 123.4593 | approximate | [6 empty] | no
G100000110181 | L100000102741 | Indonesia | https://www.gem.wiki/Timor-2_power_station | Timor-2 power station | Unit 2 | Timor-2 Unit 2 |  |  | PT PLN (Persero) [100%] | E100000000537 [100%] | PT PLN (Persero) [100.0%] | E100000000537 [100.0%] | 50 | cancelled |  |  |  | subcritical | unknown | [7 empty] | Nusa Tenggara | South-eastern Asia | Asia | -10.3574 | 123.4593 | approximate | [6 empty] | no
G100000114980 | L100000104805 | Indonesia | https://www.gem.wiki/Tjiwi_Kimia_Paper_Mill_power_station | Tjiwi Kimia Paper Mill power station | Unit 1 | Tjiwi Kimia Paper Mill Unit 1 | Mojokerto |  | PT Pabrik Kertas Tjiwi Kimia Tbk [100%] | E100000121051 [100%] | PT Pabrik Kertas Tjiwi Kimia Tbk [100.0%] | E100000121051 [100.0%] | 35 | operating | 1992 |  |  | subcritical | unknown |  |  |  |  | Mliriprowo |  |  | Jawa | South-eastern Asia | Asia | -7.4368 | 112.4688 | exact |  |  |  | pulp & paper | power |  | no
G100000114981 | L100000104805 | Indonesia | https://www.gem.wiki/Tjiwi_Kimia_Paper_Mill_power_station | Tjiwi Kimia Paper Mill power station | Unit 2 | Tjiwi Kimia Paper Mill Unit 2 | Mojokerto |  | PT Pabrik Kertas Tjiwi Kimia Tbk [100%] | E100000121051 [100%] | PT Pabrik Kertas Tjiwi Kimia Tbk [100.0%] | E100000121051 [100.0%] | 35 | operating | 1993 |  |  | subcritical | unknown |  |  |  |  | Mliriprowo |  |  | Jawa | South-eastern Asia | Asia | -7.4368 | 112.4688 | exact |  |  |  | pulp & paper | power |  | no
G100000114982 | L100000104805 | Indonesia | https://www.gem.wiki/Tjiwi_Kimia_Paper_Mill_power_station | Tjiwi Kimia Paper Mill power station | Unit 3 | Tjiwi Kimia Paper Mill Unit 3 | Mojokerto |  | PT Pabrik Kertas Tjiwi Kimia Tbk [100%] | E100000121051 [100%] | PT Pabrik Kertas Tjiwi Kimia Tbk [100.0%] | E100000121051 [100.0%] | 70 | operating | 1996 |  |  | unknown | unknown |  |  |  |  | Mliriprowo |  |  | Jawa | South-eastern Asia | Asia | -7.4368 | 112.4688 | exact |  |  |  | pulp & paper | power |  | no
G100000114983 | L100000104805 | Indonesia | https://www.gem.wiki/Tjiwi_Kimia_Paper_Mill_power_station | Tjiwi Kimia Paper Mill power station | Unit 4 | Tjiwi Kimia Paper Mill Unit 4 | Mojokerto |  | PT Pabrik Kertas Tjiwi Kimia Tbk [100%] | E100000121051 [100%] | PT Pabrik Kertas Tjiwi Kimia Tbk [100.0%] | E100000121051 [100.0%] | 90 | operating | 2015 |  |  | unknown | unknown |  |  |  |  | Mliriprowo |  |  | Jawa | South-eastern Asia | Asia | -7.4368 | 112.4688 | exact |  |  |  | pulp & paper | power |  | no
G100001093597 | L100001082982 | Indonesia | https://www.gem.wiki/Toba_Pulp_Lestari_power_station | Toba Pulp Lestari power station | Unit 1 | Toba Pulp Lestari Unit 1 |  |  | PT Toba Pulp Lestari Tbk [100%] | E100002019983 [100%] | PT Toba Pulp Lestari Tbk [100.0%] | E100002019983 [100.0%] | 50 | operating | 2014 |  |  | unknown | unknown |  |  |  | bioenergy |  | Parmaksian | Toba | Sumatera | South-eastern Asia | Asia | 2.4637 | 99.1973 | exact |  |  |  | pulp & paper
G100001093598 | L100001082982 | Indonesia | https://www.gem.wiki/Toba_Pulp_Lestari_power_station | Toba Pulp Lestari power station | Unit 2 | Toba Pulp Lestari Unit 2 |  |  | PT Toba Pulp Lestari Tbk [100%] | E100002019983 [100%] | PT Toba Pulp Lestari Tbk [100.0%] | E100002019983 [100.0%] | 30 | mothballed | 2014 |  |  | unknown | unknown |  |  |  | bioenergy |  | Parmaksian | Toba | Sumatera | South-eastern Asia | Asia | 2.4637 | 99.1973 | exact |  |  |  | pulp & paper
G100000110240 | L100000102793 | Indonesia | https://www.gem.wiki/Tonasa_Cement_Plant_power_station | Tonasa Cement Plant power station | Phase V Unit 1 | Tonasa Cement Plant Phase V Unit 1 |  |  | PT Semen Gresik [100%] | E100000121066 [100%] | PT Semen Indonesia (Persero) Tbk [100.0%] | E100000121067 [100.0%] | 35 | operating | 2013 |  |  | subcritical | unknown |  |  |  | bioenergy | Tonasa cement plant | Biringkassi Port | Pangkajene Dan Kepulauan | Sulawesi | South-eastern Asia | Asia | -4.8167 | 119.5017 | exact |  |  |  | cement & building | power |  | no
G100000110241 | L100000102793 | Indonesia | https://www.gem.wiki/Tonasa_Cement_Plant_power_station | Tonasa Cement Plant power station | Phase V Unit 2 | Tonasa Cement Plant Phase V Unit 2 |  |  | PT Semen Gresik [100%] | E100000121066 [100%] | PT Semen Indonesia (Persero) Tbk [100.0%] | E100000121067 [100.0%] | 35 | operating | 2013 |  |  | subcritical | unknown |  |  |  | bioenergy | Tonasa cement plant | Biringkassi Port | Pangkajene Dan Kepulauan | Sulawesi | South-eastern Asia | Asia | -4.8167 | 119.5017 | exact |  |  |  | cement & building | power |  | no
G100000115128 | L100000104847 | Indonesia | https://www.gem.wiki/Wanxiang_Nickel_Indonesia_power_station | Wanxiang Nickel Indonesia power station | Phase I Unit 1 | Wanxiang Nickel Indonesia Phase I Unit 1 | 万向镍业印尼镍业自备电厂 |  | PT Wanxiang Steel Indonesia [100%] | E100000121083 [100%] | PT Wanxiang Steel Indonesia [100.0%] | E100000121083 [100.0%] | 65 | operating | 2022 |  |  | unknown | unknown |  |  |  |  | Bahomotefe | Central Bungku | Morowali Regency | Sulawesi | South-eastern Asia | Asia | -2.731 | 122.0306 | exact |  |  |  | nickel |  |  | no
G100000115129 | L100000104847 | Indonesia | https://www.gem.wiki/Wanxiang_Nickel_Indonesia_power_station | Wanxiang Nickel Indonesia power station | Phase I Unit 2 | Wanxiang Nickel Indonesia Phase I Unit 2 | 万向镍业印尼镍业自备电厂 |  | PT Wanxiang Steel Indonesia [100%] | E100000121083 [100%] | PT Wanxiang Steel Indonesia [100.0%] | E100000121083 [100.0%] | 65 | operating | 2022 |  |  | unknown | unknown |  |  |  |  | Bahomotefe | Central Bungku | Morowali Regency | Sulawesi | South-eastern Asia | Asia | -2.731 | 122.0306 | exact |  |  |  | nickel |  |  | no
G100001093528 | L100000104847 | Indonesia | https://www.gem.wiki/Wanxiang_Nickel_Indonesia_power_station | Wanxiang Nickel Indonesia power station | Phase II Unit 1 | Wanxiang Nickel Indonesia Phase II Unit 1 | 万向镍业印尼镍业自备电厂 |  | PT Wanxiang Steel Indonesia [100%] | E100000121083 [100%] | PT Wanxiang Steel Indonesia [100.0%] | E100000121083 [100.0%] | 200 | pre-permit |  |  |  | unknown | unknown |  |  |  |  | Bahomotefe | Central Bungku | Morowali Regency | Sulawesi | South-eastern Asia | Asia | -2.731 | 122.0306 | exact |  |  |  | nickel |  |  | no
G100001093529 | L100000104847 | Indonesia | https://www.gem.wiki/Wanxiang_Nickel_Indonesia_power_station | Wanxiang Nickel Indonesia power station | Phase II Unit 2 | Wanxiang Nickel Indonesia Phase II Unit 2 | 万向镍业印尼镍业自备电厂 |  | PT Wanxiang Steel Indonesia [100%] | E100000121083 [100%] | PT Wanxiang Steel Indonesia [100.0%] | E100000121083 [100.0%] | 200 | pre-permit |  |  |  | unknown | unknown |  |  |  |  | Bahomotefe | Central Bungku | Morowali Regency | Sulawesi | South-eastern Asia | Asia | -2.731 | 122.0306 | exact |  |  |  | nickel |  |  | no
G100000114314 | L100000104613 | Indonesia | https://www.gem.wiki/Weda_Bay_power_station | Weda Bay power station | Unit 1 | Weda Bay Unit 1 | 青山集团纬达贝工业园自备电厂 |  | PT Weda Bay Energi [100%] | E100000121084 [100%] | Huakai Investment Co Ltd; PT Daya Listrindo Utama; Shanghai Decent Investment (Group) Co Ltd; Tongxiang Wushi Trading Co Ltd; TSINGSHAN Holding Group Co Ltd; unknown; Zhejiang Huayou Holding Group Co Ltd; Zhejiang Qingshan Business Management Co Ltd; Zhenshi Holding Group Co Ltd | E100000130601; E100002008004; E100000128090; E100000128497; E100000128088; E100000132388; E100002008005; E100000128539; E100000127998 | 250 | operating | 2020 |  |  | supercritical | unknown | [6 empty] | Weda | Maluku | South-eastern Asia | Asia | 0.47641 | 128.0013 | exact |  |  |  | nickel | power |  | no
G100000115272 | L100000104613 | Indonesia | https://www.gem.wiki/Weda_Bay_power_station | Weda Bay power station | Unit 10 | Weda Bay Unit 10 | 青山集团纬达贝工业园自备电厂 |  | PT Indonesia Weda Bay Industrial Park [100%] | E100000121027 [100%] | Zhejiang Huayou Holding Group Co Ltd [24.0%]; TSINGSHAN Holding Group Co Ltd [18.5%]; Zhenshi Holding Group Co Ltd [16.9%]; unknown [12.3%]; Shanghai Decent Investment (Group) Co Ltd [10.9%]; Tongxiang Wushi Trading Co Ltd [5.7%]; Zhejiang Qingshan Business Management Co Ltd [5.3%]; Huakai Investment Co Ltd [0.3%] | E100002008005 [24.0%]; E100000128088 [18.5%]; E100000127998 [16.9%]; E100000132388 [12.3%]; E100000128090 [10.9%]; E100000128497 [5.7%]; E100000128539 [5.3%]; E100000130601 [0.3%] | 380 | operating | 2023 |  |  | supercritical | unknown | [6 empty] | Weda | Maluku | South-eastern Asia | Asia | 0.47641 | 128.0013 | exact |  |  |  | nickel | power |  | no
G100000115273 | L100000104613 | Indonesia | https://www.gem.wiki/Weda_Bay_power_station | Weda Bay power station | Unit 11 | Weda Bay Unit 11 | 青山集团纬达贝工业园自备电厂 |  | PT Indonesia Weda Bay Industrial Park [100%] | E100000121027 [100%] | Zhejiang Huayou Holding Group Co Ltd [24.0%]; TSINGSHAN Holding Group Co Ltd [18.5%]; Zhenshi Holding Group Co Ltd [16.9%]; unknown [12.3%]; Shanghai Decent Investment (Group) Co Ltd [10.9%]; Tongxiang Wushi Trading Co Ltd [5.7%]; Zhejiang Qingshan Business Management Co Ltd [5.3%]; Huakai Investment Co Ltd [0.3%] | E100002008005 [24.0%]; E100000128088 [18.5%]; E100000127998 [16.9%]; E100000132388 [12.3%]; E100000128090 [10.9%]; E100000128497 [5.7%]; E100000128539 [5.3%]; E100000130601 [0.3%] | 380 | operating | 2023 |  |  | supercritical | unknown | [6 empty] | Weda | Maluku | South-eastern Asia | Asia | 0.47641 | 128.0013 | exact |  |  |  | nickel | power |  | no
G100000115364 | L100000104613 | Indonesia | https://www.gem.wiki/Weda_Bay_power_station | Weda Bay power station | Unit 12 | Weda Bay Unit 12 | 青山集团纬达贝工业园自备电厂 |  | PT Indonesia Weda Bay Industrial Park [100%] | E100000121027 [100%] | Zhejiang Huayou Holding Group Co Ltd [24.0%]; TSINGSHAN Holding Group Co Ltd [18.5%]; Zhenshi Holding Group Co Ltd [16.9%]; unknown [12.3%]; Shanghai Decent Investment (Group) Co Ltd [10.9%]; Tongxiang Wushi Trading Co Ltd [5.7%]; Zhejiang Qingshan Business Management Co Ltd [5.3%]; Huakai Investment Co Ltd [0.3%] | E100002008005 [24.0%]; E100000128088 [18.5%]; E100000127998 [16.9%]; E100000132388 [12.3%]; E100000128090 [10.9%]; E100000128497 [5.7%]; E100000128539 [5.3%]; E100000130601 [0.3%] | 380 | operating | 2024 |  |  | supercritical | unknown | [6 empty] | Weda | Maluku | South-eastern Asia | Asia | 0.47641 | 128.0013 | exact |  |  |  | nickel | power |  | no
G100001000640 | L100000104613 | Indonesia | https://www.gem.wiki/Weda_Bay_power_station | Weda Bay power station | Unit 13 | Weda Bay Unit 13 | 青山集团纬达贝工业园自备电厂 |  | PT Indonesia Weda Bay Industrial Park [100%] | E100000121027 [100%] | Zhejiang Huayou Holding Group Co Ltd [24.0%]; TSINGSHAN Holding Group Co Ltd [18.5%]; Zhenshi Holding Group Co Ltd [16.9%]; unknown [12.3%]; Shanghai Decent Investment (Group) Co Ltd [10.9%]; Tongxiang Wushi Trading Co Ltd [5.7%]; Zhejiang Qingshan Business Management Co Ltd [5.3%]; Huakai Investment Co Ltd [0.3%] | E100002008005 [24.0%]; E100000128088 [18.5%]; E100000127998 [16.9%]; E100000132388 [12.3%]; E100000128090 [10.9%]; E100000128497 [5.7%]; E100000128539 [5.3%]; E100000130601 [0.3%] | 380 | operating | 2024 |  |  | supercritical | unknown | [6 empty] | Weda | Maluku | South-eastern Asia | Asia | 0.47641 | 128.0013 | exact |  |  |  | nickel | power |  | no
G100001000641 | L100000104613 | Indonesia | https://www.gem.wiki/Weda_Bay_power_station | Weda Bay power station | Unit 14 | Weda Bay Unit 14 | 青山集团纬达贝工业园自备电厂 |  | PT Indonesia Weda Bay Industrial Park [100%] | E100000121027 [100%] | Zhejiang Huayou Holding Group Co Ltd [24.0%]; TSINGSHAN Holding Group Co Ltd [18.5%]; Zhenshi Holding Group Co Ltd [16.9%]; unknown [12.3%]; Shanghai Decent Investment (Group) Co Ltd [10.9%]; Tongxiang Wushi Trading Co Ltd [5.7%]; Zhejiang Qingshan Business Management Co Ltd [5.3%]; Huakai Investment Co Ltd [0.3%] | E100002008005 [24.0%]; E100000128088 [18.5%]; E100000127998 [16.9%]; E100000132388 [12.3%]; E100000128090 [10.9%]; E100000128497 [5.7%]; E100000128539 [5.3%]; E100000130601 [0.3%] | 380 | operating | 2025 |  |  | supercritical | unknown | [6 empty] | Weda | Maluku | South-eastern Asia | Asia | 0.47641 | 128.0013 | exact |  |  |  | nickel | power |  | no
G100000114315 | L100000104613 | Indonesia | https://www.gem.wiki/Weda_Bay_power_station | Weda Bay power station | Unit 2 | Weda Bay Unit 2 | 青山集团纬达贝工业园自备电厂 |  | PT Yashi Indonesia Investment [100%] | E100000121086 [100%] | Huakai Investment Co Ltd; Shanghai Decent Investment (Group) Co Ltd; Tongxiang Wushi Trading Co Ltd; unknown; Zhejiang Huajun Investment Co Ltd; Zhenshi Holding Group Co Ltd | E100000130601; E100000128090; E100000128497; E100000132388; E100000121577; E100000127998 | 250 | operating | 2020 |  |  | supercritical | unknown | [6 empty] | Weda | Maluku | South-eastern Asia | Asia | 0.47641 | 128.0013 | exact |  |  |  | nickel | power |  | no
G100000114316 | L100000104613 | Indonesia | https://www.gem.wiki/Weda_Bay_power_station | Weda Bay power station | Unit 3 | Weda Bay Unit 3 | 青山集团纬达贝工业园自备电厂 |  | PT Youshan Nickel Indonesia [100%] | E100000121087 [100%] | Beijing Chengtong ICBC Equity Investment Fund LP; CCB Financial Assets Investment Co Ltd; China National Petroleum Corp; Guolian Industrial Investment Fund Management (Beijing) Co Ltd; Hainan PetroChina Shennan Petroleum Technology Development Co Ltd; Shanghai Decent Investment (Group) Co Ltd; TSINGSHAN Holding Group Co Ltd; unknown; Zhejiang Qingshan Business Management Co Ltd | E100000125250; E100000156444; E100000180733; E100001015634; E100001015633; E100000128090; E100000128088; E100000132388; E100000128539 | 250 | operating | 2021 |  |  | supercritical | unknown | [6 empty] | Weda | Maluku | South-eastern Asia | Asia | 0.47641 | 128.0013 | exact |  |  |  | nickel | power |  | no
G100000114317 | L100000104613 | Indonesia | https://www.gem.wiki/Weda_Bay_power_station | Weda Bay power station | Unit 4 | Weda Bay Unit 4 | 青山集团纬达贝工业园自备电厂 |  | PT Libai Indonesia Metal Co [100%] | E100000121036 [100%] | Metallurgical Corporation of China Ltd; Shanghai Decent Investment (Group) Co Ltd; TSINGSHAN Holding Group Co Ltd; unknown; Zhejiang Qingshan Business Management Co Ltd | E100000125333; E100000128090; E100000128088; E100000132388; E100000128539 | 250 | operating | 2021 |  |  | supercritical | unknown | [6 empty] | Weda | Maluku | South-eastern Asia | Asia | 0.47641 | 128.0013 | exact |  |  |  | nickel | power |  | no
G100000115268 | L100000104613 | Indonesia | https://www.gem.wiki/Weda_Bay_power_station | Weda Bay power station | Unit 5 | Weda Bay Unit 5 | 青山集团纬达贝工业园自备电厂 |  | PT Huayue Nickel Cobalt [100%] | E100000120581 [100%] | Zhejiang Huayou Cobalt Co | E100000121578 | 250 | operating | 2022 |  |  | supercritical | unknown | [6 empty] | Weda | Maluku | South-eastern Asia | Asia | 0.47641 | 128.0013 | exact |  |  |  | nickel | power |  | no
G100000115269 | L100000104613 | Indonesia | https://www.gem.wiki/Weda_Bay_power_station | Weda Bay power station | Unit 6 | Weda Bay Unit 6 | 青山集团纬达贝工业园自备电厂 |  | PT Huake Nickel Indonesia [100%] | E100000121021 [100%] | Zhejiang Huayou Holding Group Co Ltd [70.0%]; TSINGSHAN Holding Group Co Ltd [12.1%]; unknown [7.4%]; Shanghai Decent Investment (Group) Co Ltd [7.1%]; Zhejiang Qingshan Business Management Co Ltd [3.4%] | E100002008005 [70.0%]; E100000128088 [12.1%]; E100000132388 [7.4%]; E100000128090 [7.1%]; E100000128539 [3.4%] | 250 | operating | 2022 |  |  | supercritical | unknown | [6 empty] | Weda | Maluku | South-eastern Asia | Asia | 0.47641 | 128.0013 | exact |  |  |  | nickel | power |  | no
G100000115270 | L100000104613 | Indonesia | https://www.gem.wiki/Weda_Bay_power_station | Weda Bay power station | Unit 7 | Weda Bay Unit 7 | 青山集团纬达贝工业园自备电厂 |  | PT Sunny Metal Industry [100%] | E100000121074 [100%] | Walsin Lihwa Corp [50.1%]; PT Harum Energy Tbk [10.6%] | E100000121535 [50.1%]; E100001000569 [10.6%] | 380 | operating | 2022 |  |  | supercritical | unknown | [6 empty] | Weda | Maluku | South-eastern Asia | Asia | 0.47641 | 128.0013 | exact |  |  |  | nickel | power |  | no
G100000115271 | L100000104613 | Indonesia | https://www.gem.wiki/Weda_Bay_power_station | Weda Bay power station | Unit 8 | Weda Bay Unit 8 | 青山集团纬达贝工业园自备电厂 |  | PT Angel Nickel Industry [100%] | E100000120991 [100%] | Nickel Industries Ltd [80.0%] | E100000120926 [80.0%] | 380 | operating | 2022 |  |  | supercritical | unknown | [6 empty] | Weda | Maluku | South-eastern Asia | Asia | 0.47641 | 128.0013 | exact |  |  |  | nickel | power |  | no
G100000114896 | L100000104613 | Indonesia | https://www.gem.wiki/Weda_Bay_power_station | Weda Bay power station | Unit 9 | Weda Bay Unit 9 | 青山集团纬达贝工业园自备电厂 |  | PT Angel Nickel Industry [100%] | E100000120991 [100%] | Nickel Industries Ltd [80.0%] | E100000120926 [80.0%] | 380 | operating | 2023 |  |  | supercritical | unknown | [6 empty] | Weda | Maluku | South-eastern Asia | Asia | 0.47641 | 128.0013 | exact |  |  |  | nickel | power |  | no
G100000114318 | L100000104614 | Indonesia | https://www.gem.wiki/Xinxing_Ductile_Iron_Pipes_power_station | Xinxing Ductile Iron Pipes power station | Unit 1 | Xinxing Ductile Iron Pipes Unit 1 | 新兴铸管镍铁园区自备电厂 |  | PT Megah Surya Pertiwi [100%] | E100001000747 [100%] | Xinxing Qiyun Investment Holdings Co Ltd [40.0%]; PT Trimegah Bangun Persada Tbk [30.0%]; PT Gane Permai Sentosa [10.0%]; Harita Group | E100000121551 [40.0%]; E100000121080 [30.0%]; E100000121014 [10.0%]; E100000120543 | 38 | operating | 2017 |  |  | unknown | unknown |  |  |  |  | Kawasi | Obi | South Halmahera | Maluku | South-eastern Asia | Asia | -1.5305 | 127.419 | exact |  |  |  | nickel |  |  | no
G100000114319 | L100000104614 | Indonesia | https://www.gem.wiki/Xinxing_Ductile_Iron_Pipes_power_station | Xinxing Ductile Iron Pipes power station | Unit 2 | Xinxing Ductile Iron Pipes Unit 2 | 新兴铸管镍铁园区自备电厂 |  | PT Megah Surya Pertiwi [100%] | E100001000747 [100%] | Xinxing Qiyun Investment Holdings Co Ltd [40.0%]; PT Trimegah Bangun Persada Tbk [30.0%]; PT Gane Permai Sentosa [10.0%]; Harita Group | E100000121551 [40.0%]; E100000121080 [30.0%]; E100000121014 [10.0%]; E100000120543 | 38 | operating | 2017 |  |  | unknown | unknown |  |  |  |  | Kawasi | Obi | South Halmahera | Maluku | South-eastern Asia | Asia | -1.5305 | 127.419 | exact |  |  |  | nickel |  |  | no
G100000114320 | L100000104614 | Indonesia | https://www.gem.wiki/Xinxing_Ductile_Iron_Pipes_power_station | Xinxing Ductile Iron Pipes power station | Unit 3 | Xinxing Ductile Iron Pipes Unit 3 | 新兴铸管镍铁园区自备电厂 |  | PT Megah Surya Pertiwi [100%] | E100001000747 [100%] | Xinxing Qiyun Investment Holdings Co Ltd [40.0%]; PT Trimegah Bangun Persada Tbk [30.0%]; PT Gane Permai Sentosa [10.0%]; Harita Group | E100000121551 [40.0%]; E100000121080 [30.0%]; E100000121014 [10.0%]; E100000120543 | 38 | operating | 2017 |  |  | unknown | unknown |  |  |  |  | Kawasi | Obi | South Halmahera | Maluku | South-eastern Asia | Asia | -1.5305 | 127.419 | exact |  |  |  | nickel |  |  | no
G100000114321 | L100000104614 | Indonesia | https://www.gem.wiki/Xinxing_Ductile_Iron_Pipes_power_station | Xinxing Ductile Iron Pipes power station | Unit 4 | Xinxing Ductile Iron Pipes Unit 4 | 新兴铸管镍铁园区自备电厂 |  | PT Megah Surya Pertiwi [100%] | E100001000747 [100%] | Xinxing Qiyun Investment Holdings Co Ltd [40.0%]; PT Trimegah Bangun Persada Tbk [30.0%]; PT Gane Permai Sentosa [10.0%]; Harita Group | E100000121551 [40.0%]; E100000121080 [30.0%]; E100000121014 [10.0%]; E100000120543 | 38 | operating | 2017 |  |  | unknown | unknown |  |  |  |  | Kawasi | Obi | South Halmahera | Maluku | South-eastern Asia | Asia | -1.5305 | 127.419 | exact |  |  |  | nickel |  |  | no
G100000114322 | L100000104614 | Indonesia | https://www.gem.wiki/Xinxing_Ductile_Iron_Pipes_power_station | Xinxing Ductile Iron Pipes power station | Unit 5 | Xinxing Ductile Iron Pipes Unit 5 | 新兴铸管镍铁园区自备电厂 |  | PT Megah Surya Pertiwi [100%] | E100001000747 [100%] | Xinxing Qiyun Investment Holdings Co Ltd [40.0%]; PT Trimegah Bangun Persada Tbk [30.0%]; PT Gane Permai Sentosa [10.0%]; Harita Group | E100000121551 [40.0%]; E100000121080 [30.0%]; E100000121014 [10.0%]; E100000120543 | 65 | cancelled |  |  |  | unknown | unknown |  |  |  |  | Kawasi | Obi | South Halmahera | Maluku | South-eastern Asia | Asia | -1.5305 | 127.419 | exact |  |  |  | nickel |  |  | no
G100001000232 | L100001000090 | Indonesia | https://www.gem.wiki/Xinyi_Group_captive_power_station | Xinyi Group captive power station | -- | Xinyi Group captive -- | Rempang Eco-City power station |  | Xinyi Glass Holdings Ltd [100%] | E100001010917 [100%] | Xinyi Glass Holdings Ltd [100.0%] | E100001010917 [100.0%] | 2500 | announced |  |  |  | unknown | unknown |  |  |  | fossil gas |  |  | Rempang | Sumatera | South-eastern Asia | Asia | 0.86008 | 104.1801 | approximate |  |  |  | industrial park | power

## MEBI-PLN Biomass Cofiring
No | PLTU | Biomass type | Location | Unit x capacity (MW) | Type of boiler | Co-firing portion (%) | Pemakaian biomassa (ton) | Green energy (MWh) | Pengurangan emisi (ton CO2) | MEBI 2023 | Emission factor | Lat | Long
1 | Paiton 1-2 | Sawdust | Probolinggo, East Java | 2x400 | Pulverized Coal (PC) | 5 | 145302 | 158094 | 154977 | 94795 | 1.0666 | -7.7147 | 113.585
2 | Pacitan 1-2 | Sawdust | Pacitan, East Java | 2x315 | Pulverized Coal (PC) | 5 | 96177 | 97337 | 99479 | 26660 | 1.0343 | -8.2578 | 111.3736
3 | Rembang 1-2 | Sawdust | Rembang, Central Java | 2x315 | Pulverized Coal (PC) | 5 | 99072 | 108187 | 111325 | 24567 | 1.1237 | -6.636 | 111.4749
4 | Paiton 9 | Sawdust | Probolinggo, East Java | 1x660 | Pulverized Coal (PC) | 5 | 33829 | 37051 | 36903 | 26776 | 1.0909 | -7.711 | 113.5707
5 | Tanjung Awar Awar 1-2 | Sawdust | Tuban, East Java | 2x350 | Pulverized Coal (PC) | 3 | 53120 | 56672 | 58372 | 21004 | 1.0989 | -6.8105 | 111.9955
6 | Indramayu 1-3 | Sawdust | Indramayu, West Java | 3x330 | Pulverized Coal (PC) | 5 | 53839 | 56612 | 56102 | 24984 | 1.042 | -6.2747 | 107.9704
7 | Suralaya 1-4 | Sawdust | Cilegon, Banten | 4x400 | Pulverized Coal (PC) | 5 | 74403 | 72789 | 70751 | 76318 | 0.95092 | -5.8919 | 106.0302
8 | Suralaya 5-7 | Sawdust | Cilegon, Banten | 3x600 | Pulverized Coal (PC) | N/A | 72224 | 76915 | 70253 | 56642 | 0.97271 | -5.8919 | 106.0302
9 | Lontar 1-3 + Lontar Expansion | Sawdust | Tangerang, Banten | 4x315 | Pulverized Coal (PC) | 1 | 116541 | 134264 | 143931 | 59945 | 1.235 | -6.0589 | 106.4643
10 | Labuan 1-2 | Sawdust | Pandeglang, Banten | 2x300 | Pulverized Coal (PC) | 5 | 59287 | 69997 | 73147 | 32594 | 1.2338 | -6.3922 | 105.8278
11 | Pelabuhan Ratu 1-3 | Sawdust | Sukabumi, West Java | 3x350 | Pulverized Coal (PC) | 5 | 61011 | 58114 | 61717 | 31974 | 1.0116 | -7.0242 | 106.5464
12 | Adipala | Sawdust | Cilacap, Central Java | 1x660 | Pulverized Coal (PC) | 5 | 67545 | 79940 | 72185 | 18780 | 1.0687 | -7.6859 | 109.1376
13 | Suralaya 8 | Sawdust | Cilegon, Banten | 1x625 | Pulverized Coal (PC) | N/A | 56832 | 59977 | 63456 | 24747 | 1.1166 | -5.8892 | 106.0336
14 | Jeranjang 1-3 | Sawdust, Waste Pellet | West Lombok, West Nusa Tenggara | 3x25 | Circulating Fluidized Bed (CFB) | 3 | 26121 | 23137 | 32971 | 4223 | 1.2622 | -8.6588 | 116.0731
15 | Gorontalo 1-2 | Woodchip & Sawdust | North Gorontalo, Gorontalo | 2x25 | Circulating Fluidized Bed (CFB) | 5 | 861 | 558 | 924 | 2108 | 1.0732 | 0.8505 | 122.7964
16 | Sulsel Barru 1-2 | Sawdust | Barru, South Sulawesi | 2x50 | Circulating Fluidized Bed (CFB) | 3 | 17071 | 18283 | 26237 | 2168 | 1.5369 | -4.2933 | 119.6314
17 | Ropa 1-2 | RDF Pellet | Ende, East Nusa Tenggara | 2x7 | Stoker | 10 | 288 | 297 | 531 | 185 | 1.8438 | -8.5086 | 121.7013
18 | Kupang 1-2 | Woodchip | Kupang, East Nusa Tenggara | 2x16.5 | Circulating Fluidized Bed (CFB) | 5 | 4553 | 4621 | 6692 | 1259 | 1.4698 | -10.2389 | 123.4903
19 | Nii Tanasa 1-3 | Palm Kernel Shell | Kendari, Southeast Sulawesi | 3x10 | Stoker | N/A | 8016 | 6656 | 12800 | 862 | 1.5968 | -3.8962 | 122.5378
20 | Punagaya 1-2 | Corn Cob | Jeneponto, South Sulawesi | 2x100 | Circulating Fluidized Bed (CFB) | 5 | 15495 | 17439 | 20107 | 1799 | 1.2976 | -5.6236 | 119.5508
21 | Amurang 1-2 | Sawdust | South Minahasa, North Sulawesi | 2x30 | Circulating Fluidized Bed (CFB) | 5 | 1075 | 964 | 1686 | 455 | 1.5684 | 1.1825 | 124.4806
22 | Sumbawa Barat 1-2 | Corn Cob | West Sumbawa, West Nusa Tenggara | 2x7 |  | 3 | 4166 | 2898 | 4814 | 1655 | 1.1555 | -8.7421 | 116.7769
23 | Holtekamp 1-2 | Woodchip | Jayapura, Papua | 2x10 | Stoker | N/A | 5402 | 3709 | 8142 |  | 1.5072 | -2.6143 | 140.7905
24 | Ampana 1-2 | Woodchip | Tojo Una-Una, Central Sulawesi | 2x3 | Stoker | 5 | - | - | - |  |  | -0.96418 | 121.823
25 | Tidore 1-2 | Woodchip | Tidore Islands, North Maluku | 2x7 | Stoker | 5 | 676 | 409 | 722 |  | 1.068 | 0.7391 | 127.3887
26 | Ketapang 1-2 | Palm Kernel Shell | Ketapang, West Kalimantan | 2x10 | Circulating Fluidized Bed (CFB) | 5 | 945 | 720 | 1491 |  | 1.5778 | -1.7801 | 109.9427
27 | Sanggau 1-2 | Palm Kernel Shell | Sanggau, West Kalimantan | 2x7 | Stoker | 5 | 19377 | 15234 | 29888 | 1301 | 1.5424 | 0.0307 | 110.5555
28 | Bukit Asam 1-4 | Sawdust | Muara Enim, South Sumatra | 4x65 | Pulverized Coal (PC) | 5 | 10011 | 9149 | 8463 | 62.9 | 0.84537 | -3.7321 | 103.7975
29 | Sintang 1-3 | Palm Kernel Shell | Sintang, West Kalimantan | 3x7 | Stoker | 5 | 37590 | 31137 | 60500 | 3677 | 1.6095 | 0.0743 | 111.434
30 | Pulang Pisau 1-2 | Sawdust | Pulang Pisau, Central Kalimantan | 2x60 | Circulating Fluidized Bed (CFB) | 5 | 31235 | 30470 | 39276 | 4827 | 1.2574 | -2.8226 | 114.2088
31 | Asam Asam 1-4 | Sawdust | Tanah Laut, South Kalimantan | 4x65 | Pulverized Coal (PC) | 5 | 10867 | 11945 | 15087 | 6878 | 1.3883 | -3.9265 | 115.1058
32 | Tarahan 3-4 | Woodchip | South Lampung, Lampung | 2x100 | Circulating Fluidized Bed (CFB) | 3 | 52546 | 64205 | 61187 | 11536 | 1.1644 | -5.5212 | 105.3535
33 | Nagan Raya 1-2 | Palm Kernel Shell | Nagan Raya, Aceh | 2x110 | Circulating Fluidized Bed (CFB) | 5 | 17464 | 16176 | 18344 | 10628 | 1.0504 | 4.1075 | 96.1989
34 | Suge 1-2 | Palm Kernel Shell | Belitung, Bangka Belitung | 2x16.5 | Circulating Fluidized Bed (CFB) | 5 | 5486 | 4356 | 6865 | 500 | 1.2514 | -2.8921 | 107.5647
35 | Berau 1-2 | Palm Kernel Shell | Berau, East Kalimantan | 2x7 | Stoker | 5 | 2170 | - | 2718.7901 | 2170 |  | 2.1567 | 117.3923
36 | Air Anyir 1-2 | Woodchip | Bangka, Bangka Belitung | 2x30 | Circulating Fluidized Bed (CFB) | 5 | 33839 | 26612 | 43537 | 1479 | 1.2866 | -2.0793 | 106.1496
37 | Pangkalan Susu 1-2 | Rice Husk | Langkat, North Sumatra | 2x220 | Pulverized Coal (PC) | N/A | 43120 | 41810 | 50674 | 16.46 | 1.1752 | 4.1207 | 98.2582
38 | Teluk Balikpapan 1-2 | Woodchip | Balikpapan, East Kalimantan | 2x110 | Circulating Fluidized Bed (CFB) | 5 | 892 | 880 | 1305 | 20 | 1.463 | -1.1704 | 116.7887
39 | Sebalang 1-2 | Woodchip | South Lampung, Lampung | 2x100 | Circulating Fluidized Bed (CFB) | 3 | 43768 | 37932 | 55305 | 192 | 1.2636 | -5.5859 | 105.3872
40 | Malinau 1-2 | Palm Kernel Shell | Malinau, North Kalimantan | 2x3 | Stoker | N/A | 22 | 15 | 32 |  | 1.4545 | 3.6363 | 116.6717
41 | Ombilin 1-2 | Sawdust | Sawahlunto, West Sumatra | 2x100 | Pulverized Coal (PC) | N/A | 12458 | 9791 | 11348 |  | 0.9109 | -0.60902 | 100.7537
42 | Bengkayang 1-2 | Palm Kernel Shell | Bengkayang, West Kalimantan | 2x50 | Circulating Fluidized Bed (CFB) | N/A | 3756 | 3900 | 5710 |  | 1.5202 | 0.83609 | 108.8735
43 | Tenayan 1-2 | Sawdust | Pekanbaru, Riau | 2x110 | Circulating Fluidized Bed (CFB) | 5 | 31295 | 32370 | 49397 |  | 1.5784 | 0.56437 | 101.5235
44 | Teluk Sirih 1-2 | Sawdust | Padang, West Sumatra | 2x112 | Circulating Fluidized Bed (CFB) | N/A | 23268 | 21034 | 28101 |  | 1.2077 | -1.0765 | 100.3724
45 | Tembilahan 1-2 | Woodchip | Indragiri Hilir, Riau | 2x7 | Stoker | 25 | 2800 | 1868 | 3423 |  | 1.2225 | -0.2982 | 103.2037
46 | Tanjung Balai Karimun 1-2 | Woodchip | Batam, Riau Islands | 2x7 | Stoker | N/A | 655 | 405 | 601 |  | 0.91756 | 1.0453 | 103.4105
47 | Labuhan Angin 1-2 | Sawdust | Central Tapanuli, North Sumatra | 2x115 | CFB | N/A | 1250 | 1147 | 1585 |  | 1.268 | -6.3922 | 105.8278
48 | Kalselteng-2 1-2 |  | Gunung Mas, Central Kalimantan | 2x100 | CFB | upcoming
49 | Sofifi 1-2 |  | Oba Tengah, North Maluku | 2x3 | Stoker | upcoming
50 | Tanjung Jati B 1-2 |  | Jepara, Central Java | 2x660 | PC | upcoming
51 | Tanjung Jati B 3-4 |  | Jepara, Central Java | 2x660 | PC | upcoming
52 | Lombok 1-2 |  | West Lombok, West Nusa Tenggara | 2x50 | PC | upcoming
| Total of JAMALI regional | [5 empty] | 989182 | 1065949 | 1072598
| Total of SULMAPANA region | [5 empty] | 83724 | 78971 | 115626
| Total of SUMKAL region | [5 empty] | 384814 | 361156 | 494837.7901
| Overall total | [5 empty] | 1457720 | 1506076 | 1683061.79
[10 empty] | Average | 1.2529
|  |  | Average |  |  | 5.25 |  |  |  | Sawdust | 1.2529
[10 empty] | Palm kernel | 1.3161
[10 empty] | Woodchips | 1.3093
[10 empty] | Corn cob | 1.3405
[10 empty] | Rice husk | 1.1752

## Captive_0623 (hidden)
Tracker ID | Wiki page | Subnational unit (province, state) | Unit | Plant | Owner | Parent | Capacity (MW) | Status | Year | Combustion technology | Coal type | Latitude | Longitude | Industry
G114216 | https://www.gem.wiki/Andalas_Cement_power_station | Aceh | Andalas Cement power station | Andalas Cement power station | PT Solusi Bangun | PT Semen Indonesia | 30 | operating | 2007 | unknown | unknown | 5.4535 | 95.2465 | Cement
G100367 | https://www.gem.wiki/Asahimas_Chemical_power_station | Banten | Unit 1 | Asahimas Chemical power station | Asahimas Chemical | AGC Inc. (52.5%), Ableman Finance (18%), Rodamas (18%), Mitsubishi Corporation Energy Solutions (11.5%) | 150 | construction | 2022 | unknown | unknown | -6.0248 | 105.9426 | Chemicals
G112731 | https://www.gem.wiki/Asahimas_Chemical_power_station | Banten | Unit 2 | Asahimas Chemical power station | Asahimas Chemical | AGC Inc. (52.5%), Ableman Finance (18%), Rodamas (18%), Mitsubishi Corporation Energy Solutions (11.5%) | 150 | construction | 2022 | unknown | unknown | -6.0248 | 105.9426 | Chemicals
G114188 | https://www.gem.wiki/Cemindo_Gemilang_power_station | Banten |  | Cemindo Gemilang power station | PT Cemindo Gemilang | PT Cemindo Gemilang | 60 | operating | 2016 | unknown | unknown | -6.9508 | 106.2502 | Cement
G113842 | https://www.gem.wiki/Cilegon_PTIP_Power_Station | Banten |  | Cilegon PTIP Power Station | PT Indorama Petrochemicals | Indorama Ventures | 40 | operating | 2017 | subcritical | unknown | -6.0239 | 105.9501 | Chemicals
G115073 | https://www.gem.wiki/DSS_Serang_power_station | Banten | Unit 1 | DSS Serang power station | PT Dian Swastatika Sentosa Tbk | PT Dian Swastatika Sentosa Tbk | 35 | operating |  | unknown | unknown | -6.1254 | 106.2892 | Coal mining - Power generation
G115074 | https://www.gem.wiki/DSS_Serang_power_station | Banten | Unit 2 | DSS Serang power station | PT Dian Swastatika Sentosa Tbk | PT Dian Swastatika Sentosa Tbk | 35 | operating |  | unknown | unknown | -6.1254 | 106.2892 | Coal mining - Power generation
G115075 | https://www.gem.wiki/DSS_Serang_power_station | Banten | Unit 3 | DSS Serang power station | PT Dian Swastatika Sentosa Tbk | PT Dian Swastatika Sentosa Tbk | 35 | operating |  | unknown | unknown | -6.1254 | 106.2892 | Coal mining - Power generation
G115076 | https://www.gem.wiki/DSS_Serang_power_station | Banten | Unit 4 | DSS Serang power station | PT Dian Swastatika Sentosa Tbk | PT Dian Swastatika Sentosa Tbk | 70 | operating |  | unknown | unknown | -6.1254 | 106.2892 | Coal mining - Power generation
G106864 | https://www.gem.wiki/Merak_power_station | Banten | Unit 1 | Merak power station | PT Merak Energi | Merak Energi | 60 | operating | 2014 | subcritical | unknown | -5.884 | 106.0642 | Oil and gas
G106865 | https://www.gem.wiki/Merak_power_station | Banten | Unit 2 | Merak power station | PT Merak Energi | Merak Energi | 60 | operating | 2014 | subcritical | unknown | -5.884 | 106.0642 | Oil and gas
G115128 | https://www.gem.wiki/Wanxiang_Nickel_Indonesia_power_station | Central Sulawesi | Unit 1 | Wanxiang Nickel Indonesia power station | PT Wanxiang Steel Indonesia | PT Wanxiang Steel Indonesia | 65 | operating | 2022 | unknown |  | -2.7309 | 122.0306 | Nickel
G115129 | https://www.gem.wiki/Wanxiang_Nickel_Indonesia_power_station | Central Sulawesi | Unit 2 | Wanxiang Nickel Indonesia power station | PT Wanxiang Steel Indonesia | PT Wanxiang Steel Indonesia | 65 | operating | 2022 | unknown |  | -2.7309 | 122.0306 | Nickel
G115105 | https://www.gem.wiki/Delong_Nickel_Phase_III_power_station | Central Sulawesi | Unit 01 | Delong Nickel Phase III power station | PT Gunbuster Nickel Industry (GNI) | Jiangsu Delong Nickel Industry Co | 135 | operating | 2021 | unknown |  | -2.0047 | 121.4381 | Nickel
G115106 | https://www.gem.wiki/Delong_Nickel_Phase_III_power_station | Central Sulawesi | Unit 02 | Delong Nickel Phase III power station | PT Gunbuster Nickel Industry (GNI) | Jiangsu Delong Nickel Industry Co | 135 | construction | 2022 | unknown |  | -2.0047 | 121.4381 | Nickel
G115107 | https://www.gem.wiki/Delong_Nickel_Phase_III_power_station | Central Sulawesi | Unit 03 | Delong Nickel Phase III power station | PT Gunbuster Nickel Industry (GNI) | Jiangsu Delong Nickel Industry Co | 135 | construction | 2022 | unknown |  | -2.0047 | 121.4381 | Nickel
G115108 | https://www.gem.wiki/Delong_Nickel_Phase_III_power_station | Central Sulawesi | Unit 04 | Delong Nickel Phase III power station | PT Gunbuster Nickel Industry (GNI) | Jiangsu Delong Nickel Industry Co | 135 | construction | 2022 | unknown |  | -2.0047 | 121.4381 | Nickel
G115109 | https://www.gem.wiki/Delong_Nickel_Phase_III_power_station | Central Sulawesi | Unit 05 | Delong Nickel Phase III power station | PT Gunbuster Nickel Industry (GNI) | Jiangsu Delong Nickel Industry Co | 135 | construction | 2022 | unknown |  | -2.0047 | 121.4381 | Nickel
G115110 | https://www.gem.wiki/Delong_Nickel_Phase_III_power_station | Central Sulawesi | Unit 06 | Delong Nickel Phase III power station | PT Gunbuster Nickel Industry (GNI) | Jiangsu Delong Nickel Industry Co | 135 | construction | 2022 | unknown |  | -2.0047 | 121.4381 | Nickel
G115111 | https://www.gem.wiki/Delong_Nickel_Phase_III_power_station | Central Sulawesi | Unit 07 | Delong Nickel Phase III power station | PT Gunbuster Nickel Industry (GNI) | Jiangsu Delong Nickel Industry Co | 135 | construction | 2022 | unknown |  | -2.0047 | 121.4381 | Nickel
G115349 | https://www.gem.wiki/Delong_Nickel_Phase_III_power_station | Central Sulawesi | Unit 08 | Delong Nickel Phase III power station | PT Gunbuster Nickel Industry (GNI) | Jiangsu Delong Nickel Industry Co | 150 | construction |  | unknown |  | -2.0166 | 121.4307 | Nickel
G115350 | https://www.gem.wiki/Delong_Nickel_Phase_III_power_station | Central Sulawesi | Unit 09 | Delong Nickel Phase III power station | PT Gunbuster Nickel Industry (GNI) | Jiangsu Delong Nickel Industry Co | 300 | construction |  | unknown |  | -2.0143 | 121.4297 | Nickel
G115351 | https://www.gem.wiki/Delong_Nickel_Phase_III_power_station | Central Sulawesi | Unit 10 | Delong Nickel Phase III power station | PT Gunbuster Nickel Industry (GNI) | Jiangsu Delong Nickel Industry Co | 300 | construction |  | unknown |  | -2.0143 | 121.4297 | Nickel
G115352 | https://www.gem.wiki/Delong_Nickel_Phase_III_power_station | Central Sulawesi | Unit 11 | Delong Nickel Phase III power station | PT Gunbuster Nickel Industry (GNI) | Jiangsu Delong Nickel Industry Co | 300 | construction |  | unknown |  | -2.0143 | 121.4297 | Nickel
G115353 | https://www.gem.wiki/Delong_Nickel_Phase_III_power_station | Central Sulawesi | Unit 12 | Delong Nickel Phase III power station | PT Gunbuster Nickel Industry (GNI) | Jiangsu Delong Nickel Industry Co | 300 | construction |  | unknown |  | -2.0143 | 121.4297 | Nickel
G114329 | https://www.gem.wiki/Qingdao_Zhongsheng_captive_power_station | Central Sulawesi | Unit 1 | Qingdao Zhongsheng captive power station | ­PT METAL SMELTINDO SELARAS | Qingdao Xiyuan Holdings Co., Ltd., Qingdao Urban Construction Investment (Group) Co., Ltd., Shandong Taishan Steel Group Co., Ltd. | 65 | operating | 2022 | unknown |  | -3.0404 | 122.2616 | Nickel
G114330 | https://www.gem.wiki/Qingdao_Zhongsheng_captive_power_station | Central Sulawesi | Unit 2 | Qingdao Zhongsheng captive power station | ­PT METAL SMELTINDO SELARAS | Qingdao Xiyuan Holdings Co., Ltd., Qingdao Urban Construction Investment (Group) Co., Ltd., Shandong Taishan Steel Group Co., Ltd. | 65 | operating | 2022 | unknown |  | -3.0404 | 122.2616 | Nickel
G115119 | https://www.gem.wiki/Qingdao_Zhongsheng_captive_power_station | Central Sulawesi | Unit 3 | Qingdao Zhongsheng captive power station | ­PT METAL SMELTINDO SELARAS | Qingdao Xiyuan Holdings Co., Ltd., Qingdao Urban Construction Investment (Group) Co., Ltd., Shandong Taishan Steel Group Co., Ltd. | 65 | pre-permit |  | unknown |  | -3.0404 | 122.2616 | Nickel
G115120 | https://www.gem.wiki/Qingdao_Zhongsheng_captive_power_station | Central Sulawesi | Unit 4 | Qingdao Zhongsheng captive power station | ­PT METAL SMELTINDO SELARAS | Qingdao Xiyuan Holdings Co., Ltd., Qingdao Urban Construction Investment (Group) Co., Ltd., Shandong Taishan Steel Group Co., Ltd. | 65 | pre-permit |  | unknown |  | -3.0404 | 122.2616 | Nickel
G115121 | https://www.gem.wiki/Qingdao_Zhongsheng_captive_power_station | Central Sulawesi | Unit 5 | Qingdao Zhongsheng captive power station | ­PT METAL SMELTINDO SELARAS | Qingdao Xiyuan Holdings Co., Ltd., Qingdao Urban Construction Investment (Group) Co., Ltd., Shandong Taishan Steel Group Co., Ltd. | 65 | pre-permit |  | unknown |  | -3.0404 | 122.2616 | Nickel
G115122 | https://www.gem.wiki/Qingdao_Zhongsheng_captive_power_station | Central Sulawesi | Unit 6 | Qingdao Zhongsheng captive power station | ­PT METAL SMELTINDO SELARAS | Qingdao Xiyuan Holdings Co., Ltd., Qingdao Urban Construction Investment (Group) Co., Ltd., Shandong Taishan Steel Group Co., Ltd. | 65 | pre-permit |  | unknown |  | -3.0404 | 122.2616 | Nickel
G115259 | https://www.gem.wiki/Sulawesi_Labota_power_station | Central Sulawesi | Unit 1 | Sulawesi Labota power station | PT Walsin Nickel Industrial Indonesia | Walsin Lihwa, Other | 350 | construction |  | unknown |  | -2.8679 | 122.1771 | Nickel
G115260 | https://www.gem.wiki/Sulawesi_Labota_power_station | Central Sulawesi | Unit 2 | Sulawesi Labota power station | LSI (印尼永恒冶炼有限公司) | Eternal Tsingshan Group | 350 | construction |  | unknown |  | -2.8679 | 122.1771 | Nickel
G115261 | https://www.gem.wiki/Sulawesi_Labota_power_station | Central Sulawesi | Unit 3 | Sulawesi Labota power station | Indonesia Huaqing Aluminum Co. | Huafeng Group, Eternal Tsingshan Group | 380 | construction |  | unknown |  | -2.8679 | 122.1771 | Aluminum
G115123 | https://www.gem.wiki/Sulawesi_Labota_power_station | Central Sulawesi | Unit 4 | Sulawesi Labota power station | Indonesia Wanjia Ferro Nickel Co., Ltd. (印尼万嘉镍铁有限公司) | Indonesia Wanjia Ferro Nickel Co., Ltd. | 380 | construction |  | supercritical |  | -2.869 | 122.1719 | Nickel
G115124 | https://www.gem.wiki/Sulawesi_Labota_power_station | Central Sulawesi | Unit 5 | Sulawesi Labota power station | Indonesia Zhaohui Ferro Nickel Co., Ltd. (印尼昭辉镍铁有限公司) | Indonesia Zhaohui Ferro Nickel Co., Ltd. | 380 | construction |  | supercritical |  | -2.869 | 122.1719 | Nickel
G115125 | https://www.gem.wiki/Sulawesi_Labota_power_station | Central Sulawesi | Unit 6 | Sulawesi Labota power station | Sulawesi Mining Investment | Bintang Delapan, Dingxin Group | 380 | construction |  | supercritical |  | -2.869 | 122.1719 | Nickel
G115360 | https://www.gem.wiki/Sulawesi_Labota_power_station | Central Sulawesi | Unit 7 | Sulawesi Labota power station | Sulawesi Mining Investment | Bintang Delapan, Dingxin Group | 380 | construction |  | supercritical |  | -2.8688 | 122.1693 | Nickel
G115361 | https://www.gem.wiki/Sulawesi_Labota_power_station | Central Sulawesi | Unit 8 | Sulawesi Labota power station | Sulawesi Mining Investment | Bintang Delapan, Dingxin Group | 380 | construction |  | supercritical |  | -2.8688 | 122.1693 | Nickel
G115362 | https://www.gem.wiki/Sulawesi_Labota_power_station | Central Sulawesi | Unit 9 | Sulawesi Labota power station | Sulawesi Mining Investment | Bintang Delapan, Dingxin Group | 380 | pre-permit |  | supercritical |  | -2.8688 | 122.1693 | Nickel
G109663 | https://www.gem.wiki/Sulawesi_Mining_power_station | Central Sulawesi | Phase I, Unit 1 | Sulawesi Mining power station | Sulawesi Mining Investment | Tsingshan Holding Group (55%), Bintang Delapan (45%) | 65 | operating | 2015 | unknown |  | -2.8256 | 122.1554 | Nickel
G109664 | https://www.gem.wiki/Sulawesi_Mining_power_station | Central Sulawesi | Phase I, Unit 2 | Sulawesi Mining power station | Sulawesi Mining Investment | Tsingshan Holding Group (55%), Bintang Delapan (45%) | 65 | operating | 2015 | unknown |  | -2.8256 | 122.1554 | Nickel
G109665 | https://www.gem.wiki/Sulawesi_Mining_power_station | Central Sulawesi | Phase II, Unit 1 | Sulawesi Mining power station | Indonesia Guang Ching Nickel and Stainless Steel Industry | Guangdong Guangxin Holdings Group | 150 | operating | 2016 | unknown |  | -2.8274 | 122.1553 | Nickel
G109666 | https://www.gem.wiki/Sulawesi_Mining_power_station | Central Sulawesi | Phase II, Unit 2 | Sulawesi Mining power station | Indonesia Guang Ching Nickel and Stainless Steel Industry | Guangdong Guangxin Holdings Group | 150 | operating | 2020 | unknown |  | -2.8274 | 122.1553 | Nickel
G109667 | https://www.gem.wiki/Sulawesi_Mining_power_station | Central Sulawesi | Phase III, Unit 1 | Sulawesi Mining power station | Indonesia Tsingshan Stainless Steel Company | Eternal Tsingshan Group | 350 | operating | 2017 | unknown |  | -2.8295 | 122.1551 | Nickel
G113217 | https://www.gem.wiki/Sulawesi_Mining_power_station | Central Sulawesi | Phase III, Unit 2 | Sulawesi Mining power station | Indonesia Tsingshan Stainless Steel Company | Eternal Tsingshan Group | 350 | operating | 2017 | unknown |  | -2.8295 | 122.1551 | Nickel
G114323 | https://www.gem.wiki/Sulawesi_Mining_power_station | Central Sulawesi | Phase IV, Unit 1 | Sulawesi Mining power station | Indonesia Tsingshan Stainless Steel Company | Eternal Tsingshan Group | 350 | operating | 2019 | unknown |  | -2.8274 | 122.1553 | Nickel
G114324 | https://www.gem.wiki/Sulawesi_Mining_power_station | Central Sulawesi | Phase IV, Unit 2 | Sulawesi Mining power station | Indonesia Tsingshan Stainless Steel Company | Eternal Tsingshan Group | 350 | operating | 2019 | unknown |  | -2.8274 | 122.1553 | Nickel
G115363 | https://www.gem.wiki/Sulawesi_Mining_power_station | Central Sulawesi | Unit 9 | Sulawesi Mining power station | Indonesia Morowali Power Company | Eternal Tsingshan Group | 250 | operating | 2020 | unknown |  | -2.8274 | 122.1553 | Nickel
G114980 | https://www.gem.wiki/Tjimi_Kimia_Paper_Mill_power_station | East Java | Unit 1 | Tjiwa Kimia Paper Mill power station | PT Pabrik Kertas Tjiwi Kimia Tbk | Asia Pulp & Paper | 35 | operating | 1992 | subcritical |  | -7.4368 | 112.4688 | Pulp and paper
G114981 | https://www.gem.wiki/Tjimi_Kimia_Paper_Mill_power_station | East Java | Unit 2 | Tjiwa Kimia Paper Mill power station | PT Pabrik Kertas Tjiwi Kimia Tbk | Asia Pulp & Paper | 35 | operating | 1993 | subcritical |  | -7.4368 | 112.4688 | Pulp and paper
G114982 | https://www.gem.wiki/Tjimi_Kimia_Paper_Mill_power_station | East Java | Unit 3 | Tjiwa Kimia Paper Mill power station | PT Pabrik Kertas Tjiwi Kimia Tbk | Asia Pulp & Paper | 70 | operating | 1996 | unknown |  | -7.4368 | 112.4688 | Pulp and paper
G114983 | https://www.gem.wiki/Tjimi_Kimia_Paper_Mill_power_station | East Java | Unit 4 | Tjiwa Kimia Paper Mill power station | PT Pabrik Kertas Tjiwi Kimia Tbk | Asia Pulp & Paper | 90 | operating | 2015 | unknown |  | -7.4368 | 112.4688 | Pulp and paper
G109399 | https://www.gem.wiki/Sinar_Mas_Jambi_Lontar_power_station | Jambi | Unit 1 | Sinar Mas Jambi Lontar power station | PT Lontar Papyrus Pulp & Paper | Sinar Mas Group | 37 | operating | 1994 | subcritical | unknown | -1.0069 | 103.0821 | Pulp and paper
G109400 | https://www.gem.wiki/Sinar_Mas_Jambi_Lontar_power_station | Jambi | Unit 2 | Sinar Mas Jambi Lontar power station | PT Lontar Papyrus Pulp & Paper | Sinar Mas Group | 37 | operating | 1994 | subcritical | unknown | -1.0069 | 103.0821 | Pulp and paper
G109401 | https://www.gem.wiki/Sinar_Mas_Jambi_Lontar_power_station | Jambi | Unit 3 | Sinar Mas Jambi Lontar power station | PT Lontar Papyrus Pulp & Paper | Sinar Mas Group | 37 | operating | 1994 | subcritical | unknown | -1.0069 | 103.0821 | Pulp and paper
G114325 | https://www.gem.wiki/Sinar_Mas_Jambi_Lontar_power_station | Jambi | Unit 4 | Sinar Mas Jambi Lontar power station | PT Lontar Papyrus Pulp & Paper | Sinar Mas Group | 100 | operating | 2017 | subcritical | unknown | -1.0069 | 103.0821 | Pulp and paper
G114318 | https://www.gem.wiki/Xinxing_Ductile_Iron_Pipes_power_station | Maluku | Unit 1 | Xinxing Ductile Iron Pipes Co Captive power station | PT MEGAH SURYA PERTIWI （MSP） | Xinxing Qiyun Investment Holdings Co., Ltd. (40%), TBP (30%), Harita Group (20%), GPS (10%) | 38 | operating | 2017 | unknown |  | -1.5305 | 127.419 | Nickel
G114319 | https://www.gem.wiki/Xinxing_Ductile_Iron_Pipes_power_station | Maluku | Unit 2 | Xinxing Ductile Iron Pipes Co Captive power station | PT MEGAH SURYA PERTIWI （MSP） | Xinxing Qiyun Investment Holdings Co., Ltd. (40%), TBP (30%), Harita Group (20%), GPS (10%) | 38 | operating | 2017 | unknown |  | -1.5305 | 127.419 | Nickel
G114320 | https://www.gem.wiki/Xinxing_Ductile_Iron_Pipes_power_station | Maluku | Unit 3 | Xinxing Ductile Iron Pipes Co Captive power station | PT MEGAH SURYA PERTIWI （MSP） | Xinxing Qiyun Investment Holdings Co., Ltd. (40%), TBP (30%), Harita Group (20%), GPS (10%) | 38 | operating | 2017 | unknown |  | -1.5305 | 127.419 | Nickel
G114321 | https://www.gem.wiki/Xinxing_Ductile_Iron_Pipes_power_station | Maluku | Unit 4 | Xinxing Ductile Iron Pipes Co Captive power station | PT MEGAH SURYA PERTIWI （MSP） | Xinxing Qiyun Investment Holdings Co., Ltd. (40%), TBP (30%), Harita Group (20%), GPS (10%) | 65 | shelved |  | unknown |  | -1.5305 | 127.419 | Nickel
G114322 | https://www.gem.wiki/Xinxing_Ductile_Iron_Pipes_power_station | Maluku | Unit 5 | Xinxing Ductile Iron Pipes Co Captive power station | PT MEGAH SURYA PERTIWI （MSP） | Xinxing Qiyun Investment Holdings Co., Ltd. (40%), TBP (30%), Harita Group (20%), GPS (10%) | 65 | shelved |  | unknown |  | -1.5305 | 127.419 | Nickel
G115126 | https://www.gem.wiki/PT_Halmahera_Persada_Lygend_Nickel_Smelter_power_station | Maluku | Phase I, Unit 1 | PT Halmahera Persada Lygend Nickel Smelter power station | PT Halmahera Persada Lygend | Harita Group (63.1%), Ningbo Lygend (36.9%) | 30 | operating | 2020 | unknown |  | -1.5361 | 127.416 | Nickel
G115127 | https://www.gem.wiki/PT_Halmahera_Persada_Lygend_Nickel_Smelter_power_station | Maluku | Phase I, Unit 2 | PT Halmahera Persada Lygend Nickel Smelter power station | PT Halmahera Persada Lygend | Harita Group (63.1%), Ningbo Lygend (36.9%) | 30 | operating | 2021 | unknown |  | -1.5361 | 127.416 | Nickel
G115359 | https://www.gem.wiki/PT_Halmahera_Persada_Lygend_Nickel_Smelter_power_station | Maluku | Phase I, Unit 3 | PT Halmahera Persada Lygend Nickel Smelter power station | PT Halmahera Persada Lygend | Harita Group (63.1%), Ningbo Lygend (36.9%) | 60 | construction |  | unknown |  | -1.5361 | 127.416 | Nickel
G115067 | https://www.gem.wiki/PT_Halmahera_Persada_Lygend_Nickel_Smelter_power_station | Maluku | Phase II, Unit 1 | PT Halmahera Persada Lygend Nickel Smelter power station | PT Halmahera Persada Lygend | Harita Group (63.1%), Ningbo Lygend (36.9%) | 150 | construction |  | unknown |  | -1.5614 | 127.421 | Nickel
G115068 | https://www.gem.wiki/PT_Halmahera_Persada_Lygend_Nickel_Smelter_power_station | Maluku | Phase II, Unit 2 | PT Halmahera Persada Lygend Nickel Smelter power station | PT Halmahera Persada Lygend | Harita Group (63.1%), Ningbo Lygend (36.9%) | 150 | operating | 2022 | unknown |  | -1.5614 | 127.421 | Nickel
G115069 | https://www.gem.wiki/PT_Halmahera_Persada_Lygend_Nickel_Smelter_power_station | Maluku | Phase II, Unit 3 | PT Halmahera Persada Lygend Nickel Smelter power station | PT Halmahera Persada Lygend | Harita Group (63.1%), Ningbo Lygend (36.9%) | 150 | construction |  | unknown |  | -1.5614 | 127.421 | Nickel
G115070 | https://www.gem.wiki/PT_Halmahera_Persada_Lygend_Nickel_Smelter_power_station | Maluku | Phase II, Unit 4 | PT Halmahera Persada Lygend Nickel Smelter power station | PT Halmahera Persada Lygend | Harita Group (63.1%), Ningbo Lygend (36.9%) | 150 | construction |  | unknown |  | -1.5614 | 127.421 | Nickel
G115355 | https://www.gem.wiki/PT_Halmahera_Persada_Lygend_Nickel_Smelter_power_station | Maluku | Phase III, Unit 5 | PT Halmahera Persada Lygend Nickel Smelter power station | PT Obi Nickel Cobalt | Harita Group (63.1%), Ningbo Lygend (36.9%) | 380 | pre-permit |  | unknown |  | -1.5614 | 127.421 | Nickel
G115356 | https://www.gem.wiki/PT_Halmahera_Persada_Lygend_Nickel_Smelter_power_station | Maluku | Phase III, Unit 6 | PT Halmahera Persada Lygend Nickel Smelter power station | PT Obi Nickel Cobalt | Harita Group (63.1%), Ningbo Lygend (36.9%) | 380 | pre-permit |  | unknown |  | -1.5614 | 127.421 | Nickel
G115357 | https://www.gem.wiki/PT_Halmahera_Persada_Lygend_Nickel_Smelter_power_station | Maluku | Phase III, Unit 7 | PT Halmahera Persada Lygend Nickel Smelter power station | PT Obi Nickel Cobalt | Harita Group (63.1%), Ningbo Lygend (36.9%) | 380 | pre-permit |  | unknown |  | -1.5614 | 127.421 | Nickel
G115358 | https://www.gem.wiki/PT_Halmahera_Persada_Lygend_Nickel_Smelter_power_station | Maluku | Phase III, Unit 8 | PT Halmahera Persada Lygend Nickel Smelter power station | PT Obi Nickel Cobalt | Harita Group (63.1%), Ningbo Lygend (36.9%) | 380 | pre-permit |  | unknown |  | -1.5614 | 127.421 | Nickel
G114326 | https://www.gem.wiki/Jinchuan_Group_WP%26RKA_power_station | Maluku | Unit 2 | Jinchuan Group WP&RKA power station | WP&RKA | Jinchuan Group | 50 | operating | 2019 | unknown | unknown | -1.5661 | 127.4159 | Nickel
G114327 | https://www.gem.wiki/Jinchuan_Group_WP%26RKA_power_station | Maluku | Unit 3 | Jinchuan Group WP&RKA power station | WP&RKA | Jinchuan Group | 50 | operating | 2019 | unknown | unknown | -1.5661 | 127.4159 | Nickel
G114328 | https://www.gem.wiki/Jinchuan_Group_WP%26RKA_power_station | Maluku | Unit 3 | Jinchuan Group WP&RKA power station | WP&RKA | Jinchuan Group | 50 | operating | 2019 | unknown | unknown | -1.5661 | 127.4159 | Nickel
G115748 | https://www.gem.wiki/Adaro_Aluminum_Smelter_power_station | North Kalimantan | Unit 1 | Adaro Aluminum Smelter power station | PT Kalimantan Industrial Park Indonesia power station | PT Adaro Minerals Indonesia | 550 | Announced | 2025 | Unknown | Unknown | 2.528 | 117.858 | Battery
G115748 | https://www.gem.wiki/Adaro_Aluminum_Smelter_power_station | North Kalimantan | Unit 2 | Adaro Aluminum Smelter power station | PT Kalimantan Industrial Park Indonesia power station | PT Adaro Minerals Indonesia | 550 | Announced | 2025 | Unknown | Unknown | 2.528 | 117.858 | Battery
G115748 | https://www.gem.wiki/Adaro_Aluminum_Smelter_power_station | North Kalimantan | Unit 3 | Adaro Aluminum Smelter power station | PT Kalimantan Industrial Park Indonesia power station | PT Adaro Minerals Indonesia | 550 | Announced | 2026 | Unknown | Unknown | 2.528 | 117.858 | Battery
G115748 | https://www.gem.wiki/Adaro_Aluminum_Smelter_power_station | North Kalimantan | Unit 4 | Adaro Aluminum Smelter power station | PT Kalimantan Industrial Park Indonesia power station | PT Adaro Minerals Indonesia | 550 | Announced | 2026 | Unknown | Unknown | 2.528 | 117.858 | Battery
G114314 | https://www.gem.wiki/Weda_Bay_power_station | North Maluku | Unit 1 | Weda Bay power station | PT Weda Bay Energi | Tsingshan Holding Group, Other | 250 | operating | 2020 | supercritical |  | 0.47889 | 127.9842 | Nickel
G115272 | https://www.gem.wiki/Weda_Bay_power_station | North Maluku | Unit 10 | Weda Bay power station | PT Indonesia Weda Bay Industrial Park | Tsingshan Holding Group, Other | 380 | construction |  | supercritical |  | 0.47616 | 128.0081 | Nickel
G115273 | https://www.gem.wiki/Weda_Bay_power_station | North Maluku | Unit 11 | Weda Bay power station | PT Indonesia Weda Bay Industrial Park | Tsingshan Holding Group, Other | 380 | construction |  | supercritical |  | 0.47616 | 128.0081 | Nickel
G115364 | https://www.gem.wiki/Weda_Bay_power_station | North Maluku | Unit 12 | Weda Bay power station | PT Indonesia Weda Bay Industrial Park | Tsingshan Holding Group, Other | 380 | construction |  | supercritical |  | 0.47616 | 128.0081 | Nickel
G114315 | https://www.gem.wiki/Weda_Bay_power_station | North Maluku | Unit 2 | Weda Bay power station | PT Yashi Indonesia Investment | Tsingshan Holding Group, Zhenshi Holding Group, Zhejiang Huajun Investment Co., Ltd. | 250 | operating | 2020 | supercritical |  | 0.47889 | 127.9842 | Nickel
G114316 | https://www.gem.wiki/Weda_Bay_power_station | North Maluku | Unit 3 | Weda Bay power station | PT Youshan Nickel | Tsingshan Holding Group, Other | 250 | operating | 2021 | supercritical |  | 0.47889 | 127.9842 | Nickel
G114317 | https://www.gem.wiki/Weda_Bay_power_station | North Maluku | Unit 4 | Weda Bay power station | PT Libai Indonesia Metal Co | Metallurgical Corporation of China Ltd., Tsingshan Holding Group | 250 | operating | 2021 | supercritical |  | 0.47889 | 127.9842 | Nickel
G115268 | https://www.gem.wiki/Weda_Bay_power_station | North Maluku | Unit 5 | Weda Bay power station | Huayue Nickel Cobalt (华越镍钴有限公司) | Tsingshan Holding Group, Zhejiang Huayou Cobalt Co. | 250 | construction |  | supercritical |  | 0.47889 | 127.9842 | Nickel
G115269 | https://www.gem.wiki/Weda_Bay_power_station | North Maluku | Unit 6 | Weda Bay power station | PT Huake Nickel Indonesia (华科镍业印尼有限公司) | Zhejiang Huayou Cobalt Co. (70%), Tsingshan Holding Group (30%) | 250 | operating | 2022 | supercritical |  | 0.47889 | 127.9842 | Nickel
G115270 | https://www.gem.wiki/Weda_Bay_power_station | North Maluku | Unit 7 | Weda Bay power station | PT Sunny Metal Industry (旭日公司) | Walsin Lihwa, Tsingshan Holding Group | 380 | construction |  | supercritical |  | 0.47889 | 127.9842 | Nickel
G115271 | https://www.gem.wiki/Weda_Bay_power_station | North Maluku | Unit 8 | Weda Bay power station | PT Angel Nickel Industry (ANI 安嘉镍业) | Walsin Lihwa, Tsingshan Holding Group | 380 | construction |  | supercritical |  | 0.47889 | 127.9842 | Nickel
G114896 | https://www.gem.wiki/Weda_Bay_power_station | North Maluku | Unit 9 | Weda Bay power station | PT Angel Nickel Industry (ANI 安嘉镍业) | Nickel Industries Limited (80%), Tsingshan Holding Group (20%) | 380 | construction | 2022 | supercritical |  | 0.47889 | 127.9842 | Nickel
G114179 | https://www.gem.wiki/MSP_Pulau_Obi_power_station | North Maluku | Unit 1 | MSP Pulau Obi power station | PT Megah Surya Pertiwi | Harita Group | 38 | operating | 2016 | unknown | unknown | -1.5306 | 127.4191 | Nickel
G114180 | https://www.gem.wiki/MSP_Pulau_Obi_power_station | North Maluku | Unit 2 | MSP Pulau Obi power station | PT Megah Surya Pertiwi | Harita Group | 38 | operating | 2016 | unknown | unknown | -1.5306 | 127.4191 | Nickel
G114181 | https://www.gem.wiki/MSP_Pulau_Obi_power_station | North Maluku | Unit 3 | MSP Pulau Obi power station | PT Megah Surya Pertiwi | Harita Group | 38 | operating | 2016 | unknown | unknown | -1.5306 | 127.4191 | Nickel
G113973 | https://www.gem.wiki/East_Halmahera_power_station | North Maluku | Unit 1 | East Halmahera power station | PT Aneka Tambang, PT Tambang Batubara Bukit Asam | PT Bukit Asam (75%), Asahan Aluminium (Inalum) (25%) | 45 | pre-permit | 2023 | unknown | unknown | 0.83251 | 128.2853 | Nickel
G113974 | https://www.gem.wiki/East_Halmahera_power_station | North Maluku | Unit 2 | East Halmahera power station | PT Aneka Tambang, PT Tambang Batubara Bukit Asam | PT Bukit Asam (75%), Asahan Aluminium (Inalum) (25%) | 45 | pre-permit | 2023 | unknown | unknown | 0.83251 | 128.2853 | Nickel
G105993 | https://www.gem.wiki/Kuala_Tanjung_Inalum_captive_power_station | North Sumatra | Unit 1 | Kuala Tanjung Inalum captive power station / Sumut-2 | Asahan Aluminium (Inalum), PT Bukit Asam | Asahan Aluminium (Inalum), PT Bukit Asam | 300 | shelved | 2023 | unknown |  | 3.3506 | 99.4513 | Aluminum
G105994 | https://www.gem.wiki/Kuala_Tanjung_Inalum_captive_power_station | North Sumatra | Unit 2 | Kuala Tanjung Inalum captive power station / Sumut-2 | Asahan Aluminium (Inalum), PT Bukit Asam | Asahan Aluminium (Inalum), PT Bukit Asam | 300 | shelved | 2024 | unknown |  | 3.3506 | 99.4513 | Aluminum
G105995 | https://www.gem.wiki/Kuala_Tanjung_Inalum_captive_power_station | North Sumatra | Unit 3 | Kuala Tanjung Inalum captive power station | Asahan Aluminium (Inalum), PT Bukit Asam | Asahan Aluminium (Inalum), PT Bukit Asam | 350 | cancelled |  | unknown |  | 3.3506 | 99.4513 | Aluminum
G113840 | https://www.gem.wiki/Medan_Steel_Mill_Power_Station | North Sumatra | Unit 1 | Medan Steel Mill Power Plant | PT Gahapi Nisco Steel | PT Gunung Gahapi, Nanjing Iron and Steel Company | 30 | operating | 2017 | subcritical | unknown | 3.6676 | 98.6654 | Nickel
G113841 | https://www.gem.wiki/Medan_Steel_Mill_Power_Station | North Sumatra | Unit 2 | Medan Steel Mill Power Plant | PT Gahapi Nisco Steel | PT Gunung Gahapi, Nanjing Iron and Steel Company | 30 | operating | 2017 | subcritical | unknown | 3.6676 | 98.6654 | Nickel
G100142 | https://www.gem.wiki/Amamapare_Port_power_station | Papua | Unit 1 | Amamapare Port power station | PT Puncakjaya Power | PT Puncakjaya Power | 65 | operating | 1998 | subcritical | unknown | -4.8277 | 136.8391 | Gold - Copper
G100143 | https://www.gem.wiki/Amamapare_Port_power_station | Papua | Unit 2 | Amamapare Port power station | PT Puncakjaya Power | PT Puncakjaya Power | 65 | operating | 1998 | subcritical | unknown | -4.8277 | 136.8391 | Gold - Copper
G100144 | https://www.gem.wiki/Amamapare_Port_power_station | Papua | Unit 3 | Amamapare Port power station | PT Puncakjaya Power | PT Puncakjaya Power | 65 | operating | 1999 | subcritical | unknown | -4.8277 | 136.8391 | Gold - Copper
G114352 | https://www.gem.wiki/Nanshan_Industrial_Park_power_station | Riau | Phase I, Unit 1 | Nanshan Industrial Park power station | Bintan Aluminum Indonesia (BAI) | Global Aluminium International (72.7%), Press Metal Aluminium Holdings Berhad (25%), PT. MahkotaKarya Utama (2.3%) | 30 | operating | 2021 | subcritical |  | 0.91714 | 104.6555 | Aluminum
G114488 | https://www.gem.wiki/Nanshan_Industrial_Park_power_station | Riau | Phase I, Unit 2 | Nanshan Industrial Park power station | Bintan Aluminum Indonesia (BAI) | Global Aluminium International (72.7%), Press Metal Aluminium Holdings Berhad (25%), PT. MahkotaKarya Utama (2.3%) | 30 | operating | 2021 | subcritical |  | 0.91714 | 104.6555 | Aluminum
G114489 | https://www.gem.wiki/Nanshan_Industrial_Park_power_station | Riau | Phase I, Unit 3 | Nanshan Industrial Park power station | Bintan Aluminum Indonesia (BAI) | Global Aluminium International (72.7%), Press Metal Aluminium Holdings Berhad (25%), PT. MahkotaKarya Utama (2.3%) | 30 | operating | 2022 | subcritical |  | 0.91714 | 104.6555 | Aluminum
G114901 | https://www.gem.wiki/Nanshan_Industrial_Park_power_station | Riau | Phase I, Unit 4 | Nanshan Industrial Park power station | PT. Bintan Alumina Indonesia (BAI) | Global Aluminium International (72.7%), Press Metal Aluminium Holdings Berhad (25%), PT. MahkotaKarya Utama (2.3%) | 30 | operating | 2022 | subcritical |  | 0.91164 | 104.6505 | Aluminum
G114902 | https://www.gem.wiki/Nanshan_Industrial_Park_power_station | Riau | Phase I, Unit 5 | Nanshan Industrial Park power station | PT. Bintan Alumina Indonesia (BAI) | Global Aluminium International (72.7%), Press Metal Aluminium Holdings Berhad (25%), PT. MahkotaKarya Utama (2.3%) | 30 | construction | 2021 | subcritical |  | 0.91164 | 104.6505 | Aluminum
G114903 | https://www.gem.wiki/Nanshan_Industrial_Park_power_station | Riau | Phase I, Unit 6 | Nanshan Industrial Park power station | PT. Bintan Alumina Indonesia (BAI) | Global Aluminium International (72.7%), Press Metal Aluminium Holdings Berhad (25%), PT. MahkotaKarya Utama (2.3%) | 30 | pre-permit | 2021 | subcritical |  | 0.91164 | 104.6505 | Aluminum
G114904 | https://www.gem.wiki/Nanshan_Industrial_Park_power_station | Riau | Phase II, Unit 1 | Nanshan Industrial Park power station | PT. Bintan Alumina Indonesia (BAI) | Global Aluminium International (72.7%), Press Metal Aluminium Holdings Berhad (25%), PT. MahkotaKarya Utama (2.3%) | 150 | cancelled | 2021 | subcritical |  | 0.91164 | 104.6505 | Aluminum
G114905 | https://www.gem.wiki/Nanshan_Industrial_Park_power_station | Riau | Phase II, Unit 2 | Nanshan Industrial Park power station | PT. Bintan Alumina Indonesia (BAI) | Global Aluminium International (72.7%), Press Metal Aluminium Holdings Berhad (25%), PT. MahkotaKarya Utama (2.3%) | 150 | cancelled | 2021 | subcritical |  | 0.91164 | 104.6505 | Aluminum
G114906 | https://www.gem.wiki/Nanshan_Industrial_Park_power_station | Riau | Phase II, Unit 3 | Nanshan Industrial Park power station | PT. Bintan Alumina Indonesia (BAI) | Global Aluminium International (72.7%), Press Metal Aluminium Holdings Berhad (25%), PT. MahkotaKarya Utama (2.3%) | 150 | cancelled | 2021 | subcritical |  | 0.91164 | 104.6505 | Aluminum
G114907 | https://www.gem.wiki/Nanshan_Industrial_Park_power_station | Riau | Phase II, Unit 4 | Nanshan Industrial Park power station | PT. Bintan Alumina Indonesia (BAI) | Global Aluminium International (72.7%), Press Metal Aluminium Holdings Berhad (25%), PT. MahkotaKarya Utama (2.3%) | 150 | cancelled | 2021 | subcritical |  | 0.91164 | 104.6505 | Aluminum
G114908 | https://www.gem.wiki/Nanshan_Industrial_Park_power_station | Riau | Phase II, Unit 5 | Nanshan Industrial Park power station | PT. Bintan Alumina Indonesia (BAI) | Global Aluminium International (72.7%), Press Metal Aluminium Holdings Berhad (25%), PT. MahkotaKarya Utama (2.3%) | 150 | cancelled | 2021 | subcritical |  | 0.91164 | 104.6505 | Aluminum
G114909 | https://www.gem.wiki/Nanshan_Industrial_Park_power_station | Riau | Phase II, Unit 6 | Nanshan Industrial Park power station | PT. Bintan Alumina Indonesia (BAI) | Global Aluminium International (72.7%), Press Metal Aluminium Holdings Berhad (25%), PT. MahkotaKarya Utama (2.3%) | 150 | cancelled | 2021 | subcritical |  | 0.91164 | 104.6505 | Aluminum
G114910 | https://www.gem.wiki/Nanshan_Industrial_Park_power_station | Riau | Phase III, Unit 1 | Nanshan Industrial Park power station | PT. Bintan Alumina Indonesia (BAI) | Global Aluminium International (72.7%), Press Metal Aluminium Holdings Berhad (25%), PT. MahkotaKarya Utama (2.3%) | 150 | cancelled | 2021 | subcritical |  | 0.91164 | 104.6505 | Aluminum
G114911 | https://www.gem.wiki/Nanshan_Industrial_Park_power_station | Riau | Phase III, Unit 2 | Nanshan Industrial Park power station | PT. Bintan Alumina Indonesia (BAI) | Global Aluminium International (72.7%), Press Metal Aluminium Holdings Berhad (25%), PT. MahkotaKarya Utama (2.3%) | 150 | cancelled | 2021 | subcritical |  | 0.91164 | 104.6505 | Aluminum
G114912 | https://www.gem.wiki/Nanshan_Industrial_Park_power_station | Riau | Phase III, Unit 3 | Nanshan Industrial Park power station | PT. Bintan Alumina Indonesia (BAI) | Global Aluminium International (72.7%), Press Metal Aluminium Holdings Berhad (25%), PT. MahkotaKarya Utama (2.3%) | 150 | cancelled | 2021 | subcritical |  | 0.91164 | 104.6505 | Aluminum
G114913 | https://www.gem.wiki/Nanshan_Industrial_Park_power_station | Riau | Phase III, Unit 4 | Nanshan Industrial Park power station | PT. Bintan Alumina Indonesia (BAI) | Global Aluminium International (72.7%), Press Metal Aluminium Holdings Berhad (25%), PT. MahkotaKarya Utama (2.3%) | 150 | cancelled | 2021 | subcritical |  | 0.91164 | 104.6505 | Aluminum
G114914 | https://www.gem.wiki/Nanshan_Industrial_Park_power_station | Riau | Phase IV, Unit 1 | Nanshan Industrial Park power station | PT. Bintan Alumina Indonesia (BAI) | Global Aluminium International (72.7%), Press Metal Aluminium Holdings Berhad (25%), PT. MahkotaKarya Utama (2.3%) | 150 | cancelled | 2021 | subcritical |  | 0.91164 | 104.6505 | Aluminum
G114915 | https://www.gem.wiki/Nanshan_Industrial_Park_power_station | Riau | Phase IV, Unit 2 | Nanshan Industrial Park power station | PT. Bintan Alumina Indonesia (BAI) | Global Aluminium International (72.7%), Press Metal Aluminium Holdings Berhad (25%), PT. MahkotaKarya Utama (2.3%) | 150 | cancelled | 2021 | subcritical |  | 0.91164 | 104.6505 | Aluminum
G114916 | https://www.gem.wiki/Nanshan_Industrial_Park_power_station | Riau | Phase IV, Unit 3 | Nanshan Industrial Park power station | PT. Bintan Alumina Indonesia (BAI) | Global Aluminium International (72.7%), Press Metal Aluminium Holdings Berhad (25%), PT. MahkotaKarya Utama (2.3%) | 150 | cancelled | 2021 | subcritical |  | 0.91164 | 104.6505 | Aluminum
G114917 | https://www.gem.wiki/Nanshan_Industrial_Park_power_station | Riau | Phase IV, Unit 4 | Nanshan Industrial Park power station | PT. Bintan Alumina Indonesia (BAI) | Global Aluminium International (72.7%), Press Metal Aluminium Holdings Berhad (25%), PT. MahkotaKarya Utama (2.3%) | 150 | cancelled | 2021 | subcritical |  | 0.91164 | 104.6505 | Aluminum
G114918 | https://www.gem.wiki/Nanshan_Industrial_Park_power_station | Riau | Phase IV, Unit 5 | Nanshan Industrial Park power station | PT. Bintan Alumina Indonesia (BAI) | Global Aluminium International (72.7%), Press Metal Aluminium Holdings Berhad (25%), PT. MahkotaKarya Utama (2.3%) | 150 | cancelled | 2021 | subcritical |  | 0.91164 | 104.6505 | Aluminum
G114919 | https://www.gem.wiki/Nanshan_Industrial_Park_power_station | Riau | Phase IV, Unit 6 | Nanshan Industrial Park power station | PT. Bintan Alumina Indonesia (BAI) | Global Aluminium International (72.7%), Press Metal Aluminium Holdings Berhad (25%), PT. MahkotaKarya Utama (2.3%) | 150 | cancelled | 2021 | subcritical |  | 0.91164 | 104.6505 | Aluminum
G114920 | https://www.gem.wiki/Nanshan_Industrial_Park_power_station | Riau | Phase IV, Unit 7 | Nanshan Industrial Park power station | PT. Bintan Alumina Indonesia (BAI) | Global Aluminium International (72.7%), Press Metal Aluminium Holdings Berhad (25%), PT. MahkotaKarya Utama (2.3%) | 150 | cancelled | 2021 | subcritical |  | 0.91164 | 104.6505 | Aluminum
G114921 | https://www.gem.wiki/Nanshan_Industrial_Park_power_station | Riau | Phase IV, Unit 8 | Nanshan Industrial Park power station | PT. Bintan Alumina Indonesia (BAI) | Global Aluminium International (72.7%), Press Metal Aluminium Holdings Berhad (25%), PT. MahkotaKarya Utama (2.3%) | 150 | cancelled | 2021 | subcritical |  | 0.91164 | 104.6505 | Aluminum
G107928 | https://www.gem.wiki/Perawang_Mill_power_station | Riau | Unit 04 | Perawang Mill power station | PT Indah Kiat Pulp & Paper | Sinar Mas Group | 35 | operating | 2009 | subcritical |  | 0.68932 | 101.6191 | Pulp and paper
G107929 | https://www.gem.wiki/Perawang_Mill_power_station | Riau | Unit 06 | Perawang Mill power station | PT Indah Kiat Pulp & Paper | Sinar Mas Group | 90 | operating | 2000 | subcritical |  | 0.68932 | 101.6191 | Pulp and paper
G107930 | https://www.gem.wiki/Perawang_Mill_power_station | Riau | Unit 07 | Perawang Mill power station | PT Indah Kiat Pulp & Paper | Sinar Mas Group | 90 | operating | 2000 | subcritical |  | 0.68932 | 101.6191 | Pulp and paper
G107931 | https://www.gem.wiki/Perawang_Mill_power_station | Riau | Unit 08 | Perawang Mill power station | PT Indah Kiat Pulp & Paper | Sinar Mas Group | 90 | operating | 2000 | subcritical |  | 0.68932 | 101.6191 | Pulp and paper
G107932 | https://www.gem.wiki/Perawang_Mill_power_station | Riau | Unit 09 | Perawang Mill power station | PT Indah Kiat Pulp & Paper | Sinar Mas Group | 150 | operating | 2014 | subcritical |  | 0.68932 | 101.6191 | Pulp and paper
G107926 | https://www.gem.wiki/Perawang_Mill_power_station | Riau | Unit 10 | Perawang Mill power station | PT Indah Kiat Pulp & Paper | Sinar Mas Group | 150 | operating | 2014 | subcritical |  | 0.68932 | 101.6191 | Pulp and paper
G107927 | https://www.gem.wiki/Perawang_Mill_power_station | Riau | Unit 11 | Perawang Mill power station | PT Indah Kiat Pulp & Paper | Sinar Mas Group | 150 | operating | 2014 | subcritical |  | 0.68932 | 101.6191 | Pulp and paper
G105475 | https://www.gem.wiki/Kalimantan_Cement_Works_power_station | South Kalimantan | Unit 1 | Kalimantan Cement Works power station | Pt Indocement | Pt Indocement | 55 | operating | 1998 | subcritical | unknown | -3.2729 | 116.1059 | Cement
G109792 | https://www.gem.wiki/Tabalong_Wisesa_power_station | South Kalimantan | Unit 1 | Tabalong Wisesa power station | Pt Makmur Sejahtera Wisesa | Adaro | 30 | operating | 2013 | cfb | unknown | -2.1586 | 115.4459 | Coal mining - Power generation
G109793 | https://www.gem.wiki/Tabalong_Wisesa_power_station | South Kalimantan | Unit 2 | Tabalong Wisesa power station | Pt Makmur Sejahtera Wisesa | Adaro | 30 | operating | 2013 | cfb | unknown | -2.1586 | 115.4459 | Coal mining - Power generation
G110240 | https://www.gem.wiki/Tonasa_Cement_Plant_power_station | South Sulawesi | Phase V, Unit 1 | Tonasa Cement Plant power station | PT Semen Gresik Tbk | PT Semen Indonesia | 35 | operating | 2013 | subcritical |  | -4.8167 | 119.5017 | Cement
G110241 | https://www.gem.wiki/Tonasa_Cement_Plant_power_station | South Sulawesi | Phase V, Unit 2 | Tonasa Cement Plant power station | PT Semen Gresik Tbk | PT Semen Indonesia | 35 | operating | 2013 | subcritical |  | -4.8167 | 119.5017 | Cement
G114341 | https://www.gem.wiki/Delong_Nickel_Phase_I_power_station | South Sulawesi | Unit 1 | Delong Nickel Phase I power station | Virtue Dragon Nickel Industry Co. Ltd | Jiangsu Delong Nickel Industry Co | 30 | operating | 2018 | unknown |  | -3.9075 | 122.4193 | Nickel
G114342 | https://www.gem.wiki/Delong_Nickel_Phase_I_power_station | South Sulawesi | Unit 2 | Delong Nickel Phase I power station | Virtue Dragon Nickel Industry Co. Ltd | Jiangsu Delong Nickel Industry Co | 30 | operating | 2018 | unknown |  | -3.9075 | 122.4193 | Nickel
G114343 | https://www.gem.wiki/Delong_Nickel_Phase_I_power_station | South Sulawesi | Unit 3 | Delong Nickel Phase I power station | Virtue Dragon Nickel Industry Co. Ltd | Jiangsu Delong Nickel Industry Co | 50 | operating | 2019 | unknown |  | -3.9075 | 122.4193 | Nickel
G114344 | https://www.gem.wiki/Delong_Nickel_Phase_I_power_station | South Sulawesi | Unit 4 | Delong Nickel Phase I power station | Virtue Dragon Nickel Industry Co. Ltd | Jiangsu Delong Nickel Industry Co | 50 | operating | 2019 | unknown |  | -3.9075 | 122.4193 | Nickel
G114345 | https://www.gem.wiki/Delong_Nickel_Phase_I_power_station | South Sulawesi | Unit 5 | Delong Nickel Phase I power station | Virtue Dragon Nickel Industry Co. Ltd | Jiangsu Delong Nickel Industry Co | 60 | operating | 2019 | unknown |  | -3.9075 | 122.4193 | Nickel
G114346 | https://www.gem.wiki/Delong_Nickel_Phase_I_power_station | South Sulawesi | Unit 6 | Delong Nickel Phase I power station | Virtue Dragon Nickel Industry Co. Ltd | Jiangsu Delong Nickel Industry Co | 60 | operating | 2019 | unknown |  | -3.9075 | 122.4193 | Nickel
G114347 | https://www.gem.wiki/Delong_Nickel_Phase_I_power_station | South Sulawesi | Unit 7 | Delong Nickel Phase I power station | Virtue Dragon Nickel Industry Co. Ltd | Jiangsu Delong Nickel Industry Co | 125 | operating | 2018 | unknown |  | -3.9075 | 122.4193 | Nickel
G114348 | https://www.gem.wiki/Delong_Nickel_Phase_I_power_station | South Sulawesi | Unit 8 | Delong Nickel Phase I power station | Virtue Dragon Nickel Industry Co. Ltd | Jiangsu Delong Nickel Industry Co | 125 | operating | 2018 | unknown |  | -3.9075 | 122.4193 | Nickel
G114331 | https://www.gem.wiki/Delong_Nickel_Phase_II_power_station | Southeast Sulawesi | Unit 01 | Delong Nickel Phase II power station | PT. Obsidian Stainless Steel | Xiamen Xiangyu Group (51%), Jiangsu Delong Nickel Industry Co (49%) | 135 | operating | 2020 | unknown |  | -3.8279 | 122.4683 | Nickel
G114333 | https://www.gem.wiki/Delong_Nickel_Phase_II_power_station | Southeast Sulawesi | Unit 02 | Delong Nickel Phase II power station | PT. Obsidian Stainless Steel | Xiamen Xiangyu Group (51%), Jiangsu Delong Nickel Industry Co (49%) | 135 | operating | 2020 | unknown |  | -3.8279 | 122.4683 | Nickel
G114334 | https://www.gem.wiki/Delong_Nickel_Phase_II_power_station | Southeast Sulawesi | Unit 03 | Delong Nickel Phase II power station | PT. Obsidian Stainless Steel | Xiamen Xiangyu Group (51%), Jiangsu Delong Nickel Industry Co (49%) | 135 | operating | 2020 | unknown |  | -3.8279 | 122.4683 | Nickel
G114335 | https://www.gem.wiki/Delong_Nickel_Phase_II_power_station | Southeast Sulawesi | Unit 04 | Delong Nickel Phase II power station | PT. Obsidian Stainless Steel | Xiamen Xiangyu Group (51%), Jiangsu Delong Nickel Industry Co (49%) | 135 | operating | 2021 | unknown |  | -3.8279 | 122.4683 | Nickel
G114336 | https://www.gem.wiki/Delong_Nickel_Phase_II_power_station | Southeast Sulawesi | Unit 05 | Delong Nickel Phase II power station | PT. Obsidian Stainless Steel | Xiamen Xiangyu Group (51%), Jiangsu Delong Nickel Industry Co (49%) | 135 | operating | 2021 | unknown |  | -3.8283 | 122.4662 | Nickel
G114337 | https://www.gem.wiki/Delong_Nickel_Phase_II_power_station | Southeast Sulawesi | Unit 06 | Delong Nickel Phase II power station | PT. Obsidian Stainless Steel | Xiamen Xiangyu Group (51%), Jiangsu Delong Nickel Industry Co (49%) | 135 | operating | 2021 | unknown |  | -3.8283 | 122.4662 | Nickel
G114338 | https://www.gem.wiki/Delong_Nickel_Phase_II_power_station | Southeast Sulawesi | Unit 07 | Delong Nickel Phase II power station | PT. Obsidian Stainless Steel | Xiamen Xiangyu Group (51%), Jiangsu Delong Nickel Industry Co (49%) | 135 | operating | 2021 | unknown |  | -3.8283 | 122.4662 | Nickel
G114339 | https://www.gem.wiki/Delong_Nickel_Phase_II_power_station | Southeast Sulawesi | Unit 08 | Delong Nickel Phase II power station | PT. Obsidian Stainless Steel | Xiamen Xiangyu Group (51%), Jiangsu Delong Nickel Industry Co (49%) | 135 | operating | 2021 | unknown |  | -3.8283 | 122.4662 | Nickel
G114340 | https://www.gem.wiki/Delong_Nickel_Phase_II_power_station | Southeast Sulawesi | Unit 09 | Delong Nickel Phase II power station | PT. Obsidian Stainless Steel | Xiamen Xiangyu Group (51%), Jiangsu Delong Nickel Industry Co (49%) | 380 | operating | 2022 | unknown |  | -3.8275 | 122.4628 | Nickel
G114332 | https://www.gem.wiki/Delong_Nickel_Phase_II_power_station | Southeast Sulawesi | Unit 10 | Delong Nickel Phase II power station | PT. Obsidian Stainless Steel | Xiamen Xiangyu Group (51%), Jiangsu Delong Nickel Industry Co (49%) | 380 | operating | 2021 | unknown |  | -3.8275 | 122.4628 | Nickel
G115354 | https://www.gem.wiki/Delong_Nickel_Phase_II_power_station | Southeast Sulawesi | Unit 11 | Delong Nickel Phase II power station | PT. Obsidian Stainless Steel | Xiamen Xiangyu Group (51%), Jiangsu Delong Nickel Industry Co (49%) | 380 | shelved |  | unknown |  | -3.8275 | 122.4628 | Nickel
G108075 | https://www.gem.wiki/Pomalaa_Nickel_power_station | Southeast Sulawesi | Unit S1 | Pomalaa Nickel power station | Pt Aneka Tambang Tbk (Antam) | Pt Aneka Tambang Tbk (Antam) | 30 | operating | 2016 | subcritical |  | -4.1799 | 121.5929 | Nickel
G108076 | https://www.gem.wiki/Pomalaa_Nickel_power_station | Southeast Sulawesi | Unit S2 | Pomalaa Nickel power station | Pt Aneka Tambang Tbk (Antam) | Pt Aneka Tambang Tbk (Antam) | 30 | operating | 2016 | subcritical |  | -4.1799 | 121.5929 | Nickel
G100505 | https://www.gem.wiki/Bandung_Indosyntec_power_station | West Java | Unit 1 | Bandung Indosyntec power station | Pt Panasia Indosyntec Tbk | Pt Panasia Indosyntec Tbk | 30 | operating | 2004 | subcritical | unknown | -6.9705 | 107.6058 | Textile
G101579 | https://www.gem.wiki/Cikarang_Babelan_power_station | West Java | Unit 1 | Cikarang Babelan power station | PT Cikarang Listrindo | PT Cikarang Listrindo | 140 | operating | 2017 | subcritical | unknown | -6.1161 | 107.052 | Power generation
G101580 | https://www.gem.wiki/Cikarang_Babelan_power_station | West Java | Unit 2 | Cikarang Babelan power station | PT Cikarang Listrindo | PT Cikarang Listrindo | 140 | operating | 2017 | subcritical | unknown | -6.1161 | 107.052 | Power generation
G115737 | https://www.gem.wiki/FAJAR_power_station | West Java | Unit 1 | FAJAR power station | PT Fajar Surya Wisesa Tbk | Siam Cement Group | 55 | operating | 2017 | unknown | unknown | -6.2726 | 107.124 | Pulp and paper
G114215 | https://www.gem.wiki/Indo_Bharat_Rayon_power_station | West Java |  | Indo Bharat Rayon power station | PT Indo Bharat Rayon | Aditya Birla Group | 36.6 | operating | 2008 | unknown | unknown | -6.4858 | 107.3852 | Textile
G107980 | https://www.gem.wiki/Pindo-Deli-Ii_power_station | West Java | Unit 1 | Pindo-Deli-Ii power station | Pt Dian Swastatika Sentosa Tbk | Datang Overseas Energy Investment Co., Ltd. (75%), Sinar Mas Group (25%) | 50 | operating | 2007 | subcritical | unknown | -6.3855 | 107.3436 | Coal mining - Power generation
G113843 | https://www.gem.wiki/Purwakarta_Indorama_power_station | West Java | Unit 1 | Purwakarta Indorama Power Station | PT Indorama Synthetics Tbk | Indorama Corporation | 30 | operating | 2006 | subcritical | unknown | -6.5539 | 107.4137 | Textile
G113844 | https://www.gem.wiki/Purwakarta_Indorama_power_station | West Java | Unit 2 | Purwakarta Indorama Power Station | PT Indorama Synthetics Tbk | Indorama Corporation | 30 | operating | 2006 | subcritical | unknown | -6.5539 | 107.4137 | Textile
G105679 | https://www.gem.wiki/Ketapang_Smelter_power_station | West Kalimantan | Phase I, Unit 3 | Ketapang Smelter power station | PT Well Harvest Winning Alumina Refinery | China Hongqiao Group, Harita Group | 30 | operating | 2016 | subcritical | unknown | -2.3662 | 110.1573 | Aluminum
G114899 | https://www.gem.wiki/Ketapang_Smelter_power_station | West Kalimantan | Phase II, Unit 1 | Ketapang Smelter power station | PT Well Harvest Winning Alumina Refinery | China Hongqiao Group, Harita Group | 80 | operating | 2021 | subcritical | unknown | -2.3662 | 110.1573 | Aluminum
G114900 | https://www.gem.wiki/Ketapang_Smelter_power_station | West Kalimantan | Phase II, Unit 2 | Ketapang Smelter power station | PT Well Harvest Winning Alumina Refinery | China Hongqiao Group, Harita Group | 80 | operating | 2021 | subcritical | unknown | -2.3662 | 110.1573 | Aluminum
G105680 | https://www.gem.wiki/Ketapang_Smelter_power_station | West Kalimantan | Phase II, Unit 3 | Ketapang Smelter power station | PT Well Harvest Winning Alumina Refinery | China Hongqiao Group, Harita Group | 30 | operating | 2021 | subcritical | unknown | -2.3662 | 110.1573 | Aluminum
G115057 | https://www.gem.wiki/Bengkayang_Power_Station | West Kalimantan | Unit 1 | Bengkayang Power Station | PLN | PT PLN Persero | 50 | operating | 2018 | unknown | unknown | 0.83511 | 108.8737 | Power generation
G115058 | https://www.gem.wiki/Bengkayang_Power_Station | West Kalimantan | Unit 2 | Bengkayang Power Station | PLN | PT PLN Persero | 50 | operating | 2019 | unknown | unknown | 0.83511 | 108.8737 | Power generation
G100662 | https://www.gem.wiki/Batu_Hijau_power_station | West Nusa Tenggara | Unit 1 | Batu Hijau power station | Pt Newmont Nusa Tenggara | Newmont Mining Corporation | 31 | operating | 1999 | subcritical | unknown | -8.9012 | 116.7382 | Gold - Copper
G100663 | https://www.gem.wiki/Batu_Hijau_power_station | West Nusa Tenggara | Unit 2 | Batu Hijau power station | Pt Newmont Nusa Tenggara | Newmont Mining Corporation | 31 | operating | 1999 | subcritical | unknown | -8.9012 | 116.7382 | Gold - Copper
G100664 | https://www.gem.wiki/Batu_Hijau_power_station | West Nusa Tenggara | Unit 3 | Batu Hijau power station | Pt Newmont Nusa Tenggara | Newmont Mining Corporation | 31 | operating | 1999 | subcritical | unknown | -8.9012 | 116.7382 | Gold - Copper
G100665 | https://www.gem.wiki/Batu_Hijau_power_station | West Nusa Tenggara | Unit 4 | Batu Hijau power station | Pt Newmont Nusa Tenggara | Newmont Mining Corporation | 31 | operating | 1999 | subcritical | unknown | -8.9012 | 116.7382 | Gold - Copper

## Co-firing inputs
GEM ID | Name of CPP | (complex) | Co-firing Portion | Units & Capacity (MW) | Type of Biomass | Status | Implementation date (DD/MM/YY) | Biomass type (MEBI) | Biomass use (MEBI) (ton) | Energy content LHV (MJ/kg) | Est. energy contribution (MJ) | Updated percentage (2023) | Updated biomass use (ton) | Planned future percentage | Target year | Reference | Notes/Updates | Subdistrict | District, Province
(complex) | Paiton 1-2 |  | 5% | 2x400 | Sawdust - Wood Pellet | Commercial/implemented | 2020-06-10 | Sawdust - Wood Pellet | 94795 | 16.576 | 1571321920 | 5% | 154519 | 100% | 2026 | https://investor.id/business/323298/pltu-paiton-akan-gunakan-biomassa-100 | PLN Nusantara Power signed an MOA with Mitsubishi Heavy Industries to increase co-firing to up to 50% of sawdust biomass as fuel. | Paiton | Probolinggo, Jawa Timur | 2022-06-10
G108040 | Paiton Unit 1 | Paiton 1-2 |  | 400 | Sawdust - Wood Pellet
G108041 | Paiton Unit 2 | Paiton 1-2 |  | 400 | Sawdust - Wood Pellet
(complex) | Pacitan |  | 5% | 2x315 | Sawdust | Commercial/implemented | 2020-12-07 | Sawdust | 26660 | 16.576 | 441916160 | [6 empty] | Sudimoro | Pacitan, Jawa Timur
G107720 | Pacitan Unit 1 | Pacitan |  | 315 | Sawdust
G107721 | Pacitan Unit 2 | Pacitan |  | 315 | Sawdust
(complex) | Suralaya 1-4 |  | 5% | 4x400 | Sawdust | Commercial/implemented | 2020-12-10 | Sawdust | 76318 | 16.576 | 1265047168 | [6 empty] | Pulomerak | Cilegon, Banten
G100539 | Suralaya Unit 1 | Suralaya 1-4 |  | 400 | Sawdust
G100540 | Suralaya Unit 2 | Suralaya 1-4 |  | 400 | Sawdust
G100541 | Suralaya Unit 3 | Suralaya 1-4 |  | 400 | Sawdust
G100542 | Suralaya Unit 4 | Suralaya 1-4 |  | 400 | Sawdust
(complex) | Jeranjang |  | 3% | 150 | SRF-Waste | Commercial/implemented | 2020-12-10 | Sawdust - SRF-Waste | 4223 | 16.576 | 70000448 |  |  |  |  | https://web.pln.co.id/media/siaran-pers/2023/02/co-firing-pltu-jeranjang-gerakkan-ekonomi-rakyat-di-lombok-ntb-serbuk-kayu-hingga-sekam-padi-jadi-sumber-energi https://www.rri.co.id/bisnis/529070/dukung-nze-2050-pt-pba-komitmen-penuhi-biomassa-pltu-jeranjang |  | Gerung | Lombok Barat, Nusa Tenggara Barat
NA | Jeranjang Unit 1 | Jeranjang |  | 25 | SRF-Waste
NA | Jeranjang Unit 2 | Jeranjang |  | 25 | SRF-Waste
NA | Jeranjang Unit 3 | Jeranjang |  | 25 | SRF-Waste
(complex) | Ketapang |  | 5% | 2x10 | Palm Kernel Shell | Commercial/implemented | 2020-12-29 | Palm Kernel Shell |  | 15.542 | 0 | [6 empty] | Delta Pawan | Ketapang, Kalimantan Barat
NA | Ketapang Unit 1 | Ketapang |  | 10 | Palm Kernel Shell
NA | Ketapang Unit 2 | Ketapang |  | 10 | Palm Kernel Shell
(complex) | Sanggau |  | 5% | 2x7 | Palm Kernel Shell | Commercial/implemented | 2020-12-29 | Palm Kernel Shell | 1301 | 15.542 | 20220142 | [6 empty] | Kapuas | Sanggau, Kalimantan Barat
NA | Sanggau Unit 1 | Sanggau |  | 7 | Palm Kernel Shell
NA | Sanggau Unit 2 | Sanggau |  | 7 | Palm Kernel Shell
(complex) | Anggrek (Gorontalo) |  | 5% | 2x25 | SRF-Waste | Commercial/implemented | 2021-01-01 | Woodchips - Sawdust | 2108 | 16.931 | 35690548 | [6 empty] | Anggrek | Gorontalo Utara, Gorontalo
NA | Gorontalo Unit 1 | Anggrek (Gorontalo) |  | 25 | SRF-Waste
NA | Gorontalo Unit 2 | Anggrek (Gorontalo) |  | 25 | SRF-Waste
(complex) | Rembang |  | 5% | 2x315 | Wood Pellet | Commercial/implemented | 2021-03-19 | Sawdust | 24567 | 16.576 | 407222592 | [6 empty] | Sluke | Rembang, Jawa Tengah
G108526 | Rembang Unit 1 | Rembang |  | 315 | Wood Pellet
G108527 | Rembang Unit 2 | Rembang |  | 315 | Wood Pellet
(complex) | Labuan (Banten 2) |  | 5% | 2x300 | SRF-Waste | Commercial/implemented | 2021-04-26 | Sawdust | 32594 | 16.576 | 540278144 | [6 empty] | Labuan | Pandeglang, Banten
G100530 | Labuan Unit 1 | Labuan (Banten 2) |  | 300 | SRF-Waste
G100531 | Labuan Unit 2 | Labuan (Banten 2) |  | 300 | SRF-Waste
(complex) | Lontar (Banten 3) |  | 1% | 3x315 | SRF RDF Pellet - Rice Husk | Commercial/implemented | 2021-04-26 | Sawdust | 59945 | 16.576 | 993648320 | [6 empty] | Kemiri | Tangerang, Banten
G100532 | Lontar Unit 1 | Lontar (Banten 3) |  | 315 | SRF RDF Pellet - Rice Husk
G100533 | Lontar Unit 2 | Lontar (Banten 3) |  | 315 | SRF RDF Pellet - Rice Husk
G100534 | Lontar Unit 3 | Lontar (Banten 3) |  | 315 | SRF RDF Pellet - Rice Husk
(complex) | Suralaya 5-7 |  | N/A | 3x600 | Sawdust | Commercial/implemented | 2021-04-26 | Sawdust | 56642 | 16.576 | 938897792 | [6 empty] | Pulomerak | Cilegon, Banten
G100543 | Suralaya Unit 5 | Suralaya 5-7 |  | 600 | Sawdust
G100544 | Suralaya Unit 6 | Suralaya 5-7 |  | 600 | Sawdust
G100545 | Suralaya Unit 7 | Suralaya 5-7 |  | 600 | Sawdust
G107729 | PLN Paiton Baru Unit 09 | PLN Paiton Baru Unit 09 | 5% | 660 | Sawdust | Commercial/implemented | 2021-05-01 | Sawdust | 26776 | 16.576 | 443838976 | 5% | 105062 |  |  | https://jogja.antaranews.com/berita/677898/pasokan-biomassa-ke-pltu-paiton-memperkuat-kelistrikan-jawa | Needs of biomass: 105.062 ton | Paiton | Probolinggo, Jawa Timur
(complex) | Barru |  | 3% | 2x50 | SRF-Waste | Commercial/implemented | 2021-05-03 | Sawdust | 2168 | 16.576 | 35936768 | 100% |  |  |  | https://parepos.fajar.co.id/2024/02/pltu-barru-sukses-melakukan-uji-coba-cofiring-biomass-woodpellet-%F0%9D%9F%8F%F0%9D%9F%8E%F0%9D%9F%8E/#google_vignette | Tested already in 2024 | Balusu | Barru, Sulawesi Selatan
G100641 | Sulsel Barru Unit 1 | Barru |  | 50 | SRF-Waste
G100642 | Sulsel Barru Unit 2 | Barru |  | 50 | SRF-Waste
(complex) | Pelabuhan Ratu |  | 5% | 3x350 | Sawdust | Commercial/implemented | 2021-05-28 | Sawdust | 31974 | 16.576 | 530001024 | [6 empty] | Cikakak | Sukabumi, Jawa Barat
G107917 | Pelabuhan Ratu Unit 1 | Pelabuhan Ratu |  | 350 | Sawdust
G107918 | Pelabuhan Ratu Unit 2 | Pelabuhan Ratu |  | 350 | Sawdust
G107919 | Pelabuhan Ratu Unit 3 | Pelabuhan Ratu |  | 350 | Sawdust
G100040 | Adipala Unit 1 | Pelabuhan Ratu | 5% | 600 | Sawdust | Commercial/implemented | 2021-05-28 | Sawdust | 18780 | 16.576 | 311297280 | [6 empty] | Adipala | Cilacap, Jawa Tengah
(complex) | Tanjung Awar-awar |  | 3% | 2x350 | Sawdust | Commercial/implemented | 2021-05-31 | Sawdust | 21004 | 16.576 | 348162304 | [6 empty] | Jenu | Tuban, Jawa Timur
G109946 | Tanjung Awar-Awar Unit 1 | Tanjung Awar-awar |  | 350 | Sawdust
G109947 | Tanjung Awar-Awar Unit 2 | Tanjung Awar-awar |  | 350 | Sawdust
(complex) | Indramayu |  | 5% | 3x330 | Wood Pellet | Commercial/implemented | 2021-06-18 | Sawdust | 24984 | 16.576 | 414134784 | [6 empty] | Sumuradem | Indramayu, Jawa Barat
G104852 | Indramayu Unit 1 | Indramayu |  | 330 | Wood Pellet
G104853 | Indramayu Unit 2 | Indramayu |  | 330 | Wood Pellet
G104854 | Indramayu Unit 3 | Indramayu |  | 330 | Wood Pellet
(complex) | Bolok (Kupang) |  | 5% | 2x16.5 | Wood Pellet / Woodchips | Commercial/implemented | 2021-07-30 | Woodchips - Sawdust | 1259 | 16.931 | 21316129 | 100% |  | 20% | 2025 | https://investor.id/business/323298/pltu-paiton-akan-gunakan-biomassa-100 | Trial to reach 100%, so far up to 75% in Oct 2022;; https://forestinsights.id/sukses-di-pltu-tembilahan-pln-targetkan-gunakan-100-persen-biomassa-kayu-di-pltu-bolok/ | Kupang Barat | Kupang, Nusa Tenggara Timur
NA | Kupang Unit 1 | Bolok (Kupang) |  | 16.5 | Wood Pellet / Woodchips
NA | Kupang Unit 2 | Bolok (Kupang) |  | 16.5 | Wood Pellet / Woodchips
(complex) | Bukit Asam |  | 5% | 4x65 | Sawdust | Commercial/implemented | 2021-08-24 | Sawdust | 62.9 | 16.576 | 1042630.4 | [6 empty] | Lawang Kidul | Muara Enim, Sumatera Selatan
G101097 | Bukit Asam Unit 1 | Bukit Asam |  | 65 | Sawdust
G101098 | Bukit Asam Unit 2 | Bukit Asam |  | 65 | Sawdust
G101099 | Bukit Asam Unit 3 | Bukit Asam |  | 65 | Sawdust
G101100 | Bukit Asam Unit 4 | Bukit Asam |  | 65 | Sawdust
(complex) | Ropa-Ende |  | 10% | 2x7 | Wood Pellet | Commercial/implemented | 2021-06-25 | SRF-Waste | 185 | [8 empty] | Ropa | Ende, Nusa Tenggara Timur
NA | Ropa Unit 1 | Ropa-Ende |  | 7 | Wood Pellet
NA | Ropa Unit 2 | Ropa-Ende |  | 7 | Wood Pellet
G100537 | Suralaya Unit 8 | Suralaya 8 | N/A | 625 | Sawdust | Commercial/implemented | 2021-10-14 | Sawdust | 24747 | 16.576 | 410206272 | [6 empty] | Pulomerak | Cilegon, Banten
(complex) | Asam Asam 1-4 |  | 5% | 4x65 | Sawdust | Commercial/implemented | 2021-10-25 | Sawdust | 6878 | 16.576 | 114009728 | [6 empty] | Jorong | Tanah Laut, Kalimantan Selatan
G105482 | Asam-asam Unit 1 | Asam Asam 1-4 |  | 65 | Sawdust
G105483 | Asam-asam Unit 2 | Asam Asam 1-4 |  | 65 | Sawdust
G100517 | Asam-Asam Unit 3 | Asam Asam 1-4 |  | 65 | Sawdust
G100518 | Asam-Asam Unit 4 | Asam Asam 1-4 |  | 65 | Sawdust
(complex) | Sintang |  | 5% | 3x7 | Palm Kernel Shell | Commercial/implemented | 2021-10-25 | Palm Kernel Shell | 3677 | 15.542 | 57147934 | 100% |  |  |  | https://www.rri.co.id/pontianak/bisnis/484597/pltu-sintang-jalankan-100-persen-firing-biomassa |  | Sintang | Sintang, Kalimantan Barat
NA | Sintang Unit 1 | Sintang |  | 7 | Palm Kernel Shell
NA | Sintang Unit 2 | Sintang |  | 7 | Palm Kernel Shell
NA | Sintang Unit 3 | Sintang |  | 7 | Palm Kernel Shell
(complex) | Pulang Pisau |  | 5% | 2x60 | Woodchips | Commercial/implemented | 2021-10-25 | Sawdust | 4827 | 16.576 | 80012352 | [6 empty] | Kahayan Hilir | Pulang Pisau, Kalimantan Tengah
G105488 | Pulang Pisau Unit 1 | Pulang Pisau |  | 60 | Woodchips
G105489 | Pulang Pisau Unit 2 | Pulang Pisau |  | 60 | Woodchips
(complex) | Kendari |  | N/A | 3x10 | Palm Kernel Shell | Commercial/implemented | 2021-10-27 | Palm Kernel Shell | 862 | 15.542 | 13397204 | [6 empty] | Kendari Barat | Kendari, Sulawesi Tenggara
NA | Nii Tanasa Unit 1 | Kendari |  | 10 | Palm Kernel Shell
NA | Nii Tanasa Unit 2 | Kendari |  | 10 | Palm Kernel Shell
NA | Nii Tanasa Unit 3 | Kendari |  | 10 | Palm Kernel Shell
(complex) | Tarahan |  | 3% | 2x100 | Woodchips | Commercial/implemented | 2021-11-15 | Woodchips | 11536 | 16.931 | 195316016 | [6 empty] | Katibung | Lampung Selatan, Lampung
G106136 | Sebalang Unit 1 | Tarahan |  | 100 | Woodchips
G106137 | Sebalang Unit 2 | Tarahan |  | 100 | Woodchips
(complex) | Nagan Raya 1-2 |  | 5% | 2x110 | Palm Kernel Shell | Commercial/implemented | 2021-12-23 | Palm Kernel Shell | 10628 | 15.542 | 165180376 |  |  |  |  | https://maharaksabiru.com/pltu-nagan-raya-lakukan-co-firing-biomassa-pengganti-batu-bara/ | https://www.youtube.com/watch?v=zjozpV6aFcg Initially using palm oil kernel, but switching to using rice husk and sawdusk as feedstock, 5% and 10% each | Seunagan | Nagan Raya, Aceh
G107177 | Nagan Raya Unit 1 | Nagan Raya 1-2 |  | 110 | Palm Kernel Shell
G107178 | Nagan Raya Unit 2 | Nagan Raya 1-2 |  | 110 | Palm Kernel Shell
(complex) | Punagaya (Takalar) |  | 5% | 2x110 | Corncob | Commercial/implemented | 2022-01-27 | Corncob | 1799 | 14.506 | 26096294 |  |  |  |  | https://sindomakassar.com/read/ekbis/66/cofiring-bonggol-jagung-di-pltu-punagaya-dukung-asa-nol-emisi-karbon-2060-1673755285 | It mentioned only 1% in early 2023 | Mangarabombang | Takalar, Sulawesi Selatan
G109863 | Punagaya Unit 1 | Punagaya (Takalar) |  | 110 | Corncob
G109864 | Punagaya Unit 2 | Punagaya (Takalar) |  | 110 | Corncob
(complex) | Suge (Belitung) |  | 5% | 2x16.5 | Palm Kernel Shell | Commercial/implemented | 2022-03-04 | Palm Kernel Shell | 500 | 15.542 | 7771000 | [6 empty] | Membalong | Belitung, Kepulauan Bangka Belitung
NA | Suge Unit 1 | Suge (Belitung) |  | 16.5 | Palm Kernel Shell
NA | Suge Unit 2 | Suge (Belitung) |  | 16.5 | Palm Kernel Shell
(complex) | Berau (Teluk Bayur) |  | 5% | 2x7 | Palm Kernel Shell | Commercial/implemented | 2022-03-16 | Palm Kernel Shell | 2170 | 15.542 | 33726140 | [6 empty] | Teluk Bayur | Berau, Kalimantan Timur
NA | Berau Unit 1 | Berau (Teluk Bayur) |  | 7 | Palm Kernel Shell
NA | Berau Unit 2 | Berau (Teluk Bayur) |  | 7 | Palm Kernel Shell
(complex) | Amurang |  | 5% | 2x30 | Woodchips | Commercial/implemented | 2022-04-26 | Sawdust | 455 | 16.576 | 7542080 | [6 empty] | Amurang | Minahasa Selatan, Sulawesi Utara
G100180 | Amurang Unit 1 | Amurang |  | 30 | Woodchips
G100181 | Amurang Unit 2 | Amurang |  | 30 | Woodchips
(complex) | Sumbawa Barat |  | 3% | 2x7 | Corncob | Commercial/implemented | 2022-05-26 | Corncob | 1655 | 14.506 | 24007430 |  |  |  |  | https://www.rri.co.id/daerah/648861/suksesnya-pemanfaatan-biomassa-dalam-cofiring-pltu-sumbawa | Woodchip as additional feedstock aside using corncob | Seteluk | Sumbawa Barat, Nusa Tenggara Barat
NA | Sumbawa Barat Unit 1 | Sumbawa Barat |  | 7 | Corncob
NA | Sumbawa Barat Unit 2 | Sumbawa Barat |  | 7 | Corncob
(complex) | Air Anyir (Bangka Baru) |  | 5% | 2x30 | Woodchips | Commercial/implemented | 2022-09-27 | Woodchips | 1479 | 16.931 | 25040949 | 100% |  |  |  | https://investor.id/business/323298/pltu-paiton-akan-gunakan-biomassa-100 https://babel.antaranews.com/berita/361497/lewat-co-firing-pltu-air-anyir-mampu-produksi-energi-hijau-dan-tekan-emisi-di-pulau-bangka |  | Merawang | Bangka, Kepulauan Bangka Belitung
G100508 | Air Anyir Unit 1 | Air Anyir (Bangka Baru) |  | 30 | Woodchips
G100509 | Air Anyir Unit 2 | Air Anyir (Bangka Baru) |  | 30 | Woodchips
(complex) | Pangkalan Susu |  | 3% | 2x220 | SRF-Waste | Commercial/implemented | 2022-11-09 | Rice Husk | 16.46 | [8 empty] | Pangkalan Susu | Langkat, Sumatera Utara
G107756 | Pangkalan Susu Unit 1 | Pangkalan Susu |  | 220 | SRF-Waste
G107757 | Pangkalan Susu Unit 2 | Pangkalan Susu |  | 220 | SRF-Waste
(complex) | Kaltim (Teluk Balikpapan) |  | 5% | 2x110 | Palm Kernel Shell | Commercial/implemented | 2022-12-13 | Woodchips | 20 | 16.931 | 338620 | 3% | [5 empty] | Balikpapan Timur | Balikpapan, Kalimantan Timur
G105492 | Teluk Balikpapan Unit 1 | Kaltim (Teluk Balikpapan) |  | 110 | Palm Kernel Shell
G105493 | Teluk Balikpapan Unit 2 | Kaltim (Teluk Balikpapan) |  | 110 | Palm Kernel Shell
(complex) | Sebalang (Tarahan Baru) |  | N/A | 2x100 | Woodchips | Commercial/implemented | 2022-12-21 | Woodchips | 192 | 16.931 | 3250752 | [6 empty] | Katibung | Lampung Selatan, Lampung
G106136 | Sebalang Unit 1 | Sebalang (Tarahan Baru) |  | 100 | Woodchips
G106137 | Sebalang Unit 2 | Sebalang (Tarahan Baru) |  | 100 | Woodchips
(complex) | Tembilahan |  | 25% | 2x7 | Palm Kernel Shell | Tested | 2022-06-15 | Palm Kernel Shell |  | 15.542 | 0 | 100% |  |  |  | https://investor.id/business/323298/pltu-paiton-akan-gunakan-biomassa-100 | Trial completed on 16 June 2022 for 100% co-firing using palm kernel shell - need to check if operational, not listed in the Implementation table from MEBI | Tembilahan | Indragiri Hilir, Riau
NA | Tembilahan Unit 1 | Tembilahan |  | 7 | Palm Kernel Shell
NA | Tembilahan Unit 2 | Tembilahan |  | 7 | Palm Kernel Shell
(complex) | Tenayan |  | 5% | 2x110 | Palm Kernel Shell - Sawdust | Tested | 2020-06-27 |  |  | 15.542 | 0 | [6 empty] | Tenayan Raya | Pekanbaru, Riau
G107915 | Tenayan Unit 1 | Tenayan |  | 110 | Palm Kernel Shell - Sawdust
G107916 | Tenayan Unit 2 | Tenayan |  | 110 | Palm Kernel Shell - Sawdust
(complex) | Holtekam (Jayapura Baru) |  | N/A | 2x10 | N/A | Tested | [11 empty] | Muara Tami | Jayapura, Papua
NA | Holtekamp Unit 1 | Holtekam (Jayapura Baru) |  | 10
NA | Holtekamp Unit 2 | Holtekam (Jayapura Baru) |  | 10
(complex) | Tidore |  | 5% | 2x7 | Coconut Shells | Tested |  |  |  | 17.078 | 0 |  |  |  |  | https://aksesnews.com/2023/10/09/pltu-tidore-resmi-gunakan-biomassa-woodchip-untuk-go-live-komersial-co-firing/ |  | Tidore | Tidore Kepulauan, Maluku Utara
NA | Tidore Unit 1 | Tidore |  | 7 | Coconut Shells
NA | Tidore Unit 2 | Tidore |  | 7 | Coconut Shells
(complex) | Ombilin |  | N/A | 2x100 | Sawdust | Tested | [11 empty] | Talawi | Sawahlunto, Sumatera Barat
G107624 | Ombilin Unit 1 | Ombilin |  | 100 | Sawdust
G107625 | Ombilin Unit 2 | Ombilin |  | 100 | Sawdust
(complex) | Teluk Sirih |  | N/A | 2x112 | Palm Kernel Shell | Tested |  |  |  | 15.542 | 0 | [6 empty] | Bungus | Padang, Sumatera Barat
G109998 | Teluk Sirih Unit 1 | Teluk Sirih |  | 112 | Palm Kernel Shell
G109999 | Teluk Sirih Unit 2 | Teluk Sirih |  | 112 | Palm Kernel Shell
(complex) | Ampana |  | 5% | 2x3 | N/A | Tested | [11 empty] | Ampana Kota | Tojo Una-Una, Sulawesi Tengah
NA | Ampana Unit 1 | Ampana |  | 3
NA | Ampana Unit 2 | Ampana |  | 3
(complex) | Labuhan Angin |  | N/A | 2x115 | SRF-Waste: Limbah Racik Uang Kertas (LRUK) or banknote waste | Tested | [9 empty] | https://www.metrotvnews.com/read/kewCM6P2-pltu-labuhan-angin-olah-limbah-uang-kertas-rusak-jadi-listrik https://english.news.cn/20250605/0b3f5a0ce11e4984a7861734ee222c47/c.html#:~:text=The%20Labuhan%20Angin%20power%20plant,waste%20that%20was%20previously%20destroyed. |  | Tapian Nauli | Tapanuli Tengah, Sumatera Utara
G106084 | Labuhan Angin Unit 1 | Labuhan Angin |  | 115 | SRF-Waste: banknote
G106085 | Labuhan Angin Unit 2 | Labuhan Angin |  | 115 | SRF-Waste: banknote
(complex) | Tanjung Balai Karimun |  | N/A | 2x7 | Woodchips | Tested |  |  |  | 16.931 | 0 | 100% |  |  |  | https://kepri.batampos.co.id/pltu-karimun-sukses-uji-coba-biomassa-dengan-woodchip-menuju-green-energy/#google_vignette |  | Karimun | Karimun, Kepulauan Riau
NA | Tanjung Balai Karimun Unit 1 | Tanjung Balai Karimun |  | 7 | Woodchips
NA | Tanjung Balai Karimun Unit 2 | Tanjung Balai Karimun |  | 7 | Woodchips
(complex) | Tanjung Jati B |  | N/A | 4x660 | N/A | Tested | [11 empty] | Kembang | Jepara, Jawa Tengah
G109960 | Tanjung Jati B Unit 1 (leasing) | Tanjung Jati B |  | 660
G109961 | Tanjung Jati B Unit 2 (leasing) | Tanjung Jati B |  | 660
G109956 | Tanjung Jati B Unit 3 (leasing) | Tanjung Jati B |  | 660
G109957 | Tanjung Jati B Unit 4 (leasing) | Tanjung Jati B |  | 660
(complex) | Lombok |  | N/A | 2x50 | N/A | Planned | [11 empty] | Gerung | Lombok Barat, Nusa Tenggara Barat
G106388 | Lombok Unit 1 | Lombok |  | 50
G106389 | Lombok Unit 2 | Lombok |  | 50
(complex) | Bengkayang (Kalbar 3) |  | N/A | 2x50 | Sawdust | Tested | [5 empty] | 10% |  |  |  | https://www.google.com/url?q=https://www.dunia-energi.com/cofiring-biomassa-tingkatkan-kesejahteraan-masyarakat-sekitar-pltu-bengkayang/&sa=D&source=editors&ust=1723430384243042&usg=AOvVaw1iRLwfPY8bE_X61wYFVRXC |  | Lumar | Bengkayang, Kalimantan Barat
G115057 | Bengkayang Unit 1 | Bengkayang (Kalbar 3) |  | 50 | Sawdust
G115058 | Bengkayang Unit 2 | Bengkayang (Kalbar 3) |  | 50 | Sawdust
(complex) | Sofifi |  | N/A | 2x3 | N/A | Planned | [11 empty] | Sofifi | Tidore Kepulauan, Maluku Utara
NA | Sofifi Unit 1 | Sofifi |  | 3
NA | Sofifi Unit 2 | Sofifi |  | 3
(complex) | Malinau |  | N/A | 2x3 | N/A | Tested | [11 empty] | Malinau Kota | Malinau, Kalimantan Utara
NA | Malinau Unit 1 | Malinau |  | 3
NA | Malinau Unit 2 | Malinau |  | 3
G100535 | Lontar Expansion | Lontar Expansion | N/A | 315 | N/A | Planned | [11 empty] | Kemiri | Tangerang, Banten
(complex) | Kalselteng |  | N/A | 2x100 | N/A | Planned | [11 empty] | Jorong | Tanah Laut, Kalimantan Selatan
G105484 | Kalselteng-1 Unit 1 | Kalselteng |  | 100
G105485 | Kalselteng-1 Unit 2 | Kalselteng |  | 100

## info to be added
Existing | [8 empty] | Pipeline
Owner | Owner Category | Power Plant Name | Other Names | Total Capacity (MW) | COD | Coordinate |  |  | Owner | Owner Category | Power Plant Name | Other Names | Total Capacity (MW) | COD | Coordinate |  | Biomass Co-firing
[6 empty] | Lat | Long | [7 empty] | Lat | Long
PT Indonesia Energi Dinamika (INDOEKA) | IPP | Kaltim-4 | Embalut Ekspansi 2 | 200 | Unit 1 & 2: 2020 | 1.096 | 116.6256 | subcritical | PT Minahasa Cahaya Lestari | IPP | Sulut-3 | Kema | 100 | Unit 1 & 2: 2021 | 1.3743 | 125.0855
PT GCL Indo Tenaga | IPP | Kalbar-1 |  | 200 | Unit 1: 2020 | 0.83587 | 108.8728 | subcritical | PT Indonesia Power | PLN | Parit Baru (FTP-1) | Jungkat, PLTU 1 Kalbar | 100 | Unit 1 & 2: 2025 | 0.05798 | 109.2036
PT DSS Power Kendari | IPP | Kendari-3 |  | 100 | Unit 1 & 2: 2019 | -4.0513 | 122.6534 | subcritical | PT PLN | PLN | Pantai Kura-Kura (FTP-1) | PLTU 2 Kalbar | 55 | Unit 1 & 2: 2025 | 0.82965 | 108.8641
PT Graha Power Kaltim | IPP | Kaltim (FTP-2) | Kaltim-2 | 200 | Unit 1: 2019; Unit 2: 2020 | 0.055178 | 117.4946 | subcritical | PT Meulaboh Power Generation | IPP | Nagan Raya |  | 220 | Unit 3 & 4: 2023 | 4.1152 | 96.2013
PT Tanjung Power Indonesia | IPP | Kalsel (FTP-2) | Tabalong | 200 | Unit 1 & 2: 2019 | -2.1634 | 115.4408 | subcritical | PT PLN | PLN | Sulsel Barru-2 |  | 100 | Unit 1: 2021 | -4.2912 | 119.6291
PT PLN | PLN | Parit Baru (FTP-2) | Parit Baru Site Bengkayang (PBSB), PLTU 3 Kalbar | 100 | Unit 1: 2018; Unit 2: 2019 | 0.83511 | 108.8737 | subcritical | PT Mabar Elektrindo | IPP | Sumut-1 |  | 300 | Unit 1 & 2: 2023 | 3.7802 | 98.6369
PT Indorama Petrochemicals | PPU | Cilegon PTIP |  | 40 | 2017 | -6.0239 | 105.9501 | subcritical | China Huadian (95%) and PT PP Energi (5%) | IPP | Jambi-2 |  | 600 | Unit 1 & 2: 2026 | -1.9227 | 103.1998
PT Gahapi Nisco Steel | PPU | Medan Steel Mill |  | 60 | Unit 1 & 2: 2017 | 3.6676 | 98.6654 | subcritical | PT Jambi Power | IPP | Jambi-1 |  | 600 | Unit 1 & 2: 2027 | -1.9227 | 103.1998
Xinxing Qiyun Investment Holdings Pte Ltd | PPU | Xinxing Ductile Iron Pipes |  | 114 | Unit 1 - 3: 2017 | -2.835 | 122.168 | subcritical | PT Shenhua Guohua Lion Power Indonesia | IPP | Sumsel-1 |  | 600 | Unit 1 & 2: 2023 | -3.4759 | 103.995
PT PLN | PLN | Punagaya (FTP-2) | Takalar | 200 | Unit 1: 2017; Unit 2: 2018 | -5.6236 | 119.5508 | subcritical | PT Sumbagsel Energi (Sakti) Pewali | IPP | Sumbagsel-1 |  | 300 | Unit 1 & 2: 2024 | -5.0574 | 103.8307
PT PLN | PLN | Kaltim (FTP-1) | Teluk Balikpapan | 220 | Unit 1 & 2: 2017 | -1.1704 | 116.7887 | subcritical | PT GCL Indo Tenaga | IPP | Kalbar-1 Unit 2 |  | 100 | Unit 2: 2021 | 0.83587 | 108.8728
PT Cikarang Listrindo | PPU | Cikarang Babelan |  | 280 | Unit 1 & 2: 2017 | -6.1161 | 107.052 | subcritical | PT PLN Persero | PLN | Kalselteng-2 |  | 200 | Unit 1 & 2: 2022 | -3.9271 | 115.1068
PT Aneka Tambang | PPU | Pomala Nickel |  | 60 | Unit 1 & 2: 2016 | -4.1799 | 121.5929 | subcritical | PT PLN Persero | PLN | Kotabaru |  | 14 | Unit 1 & 2: 2025 | -3.2127 | 116.2567
PT Well Harvest Winning Alumina Refinery | PPU | Ketapang Smelter |  | 80 | Unit 1 - 3: 2016 | -2.3662 | 110.1573 | subcritical | PT PLN Persero | PLN | Sampit |  | 50 | Unit 1 & 2: 2025 | -2.7623 | 112.9064
PT PLN | PLN | Pulang Pisau (FTP-1) |  | 120 | Unit 1: 2016; Unit 2: 2017 | -2.8226 | 114.2088 | subcritical | PT Mahajaya Arya Satya | IPP | Tanah Grogot/Janju |  | 14 | Unit 1 & 2: 2023 | -1.8163 | 116.1933
PT PLN | PLN | Tenayan |  | 220 | Unit 1: 2016; Unit 2: 2017 | 0.56437 | 101.5234 | subcritical | PT PLN Persero | PLN | Tanjung Selor |  | 14 | Unit 1 & 2: 2021 | 2.8138 | 117.3675
PT DSSP Power Sumsel | IPP | Sumsel-5 |  | 300 | Unit 1 & 2: 2016 | -2.1563 | 103.7553 | subcritical | PT PLN Persero | PLN | Malinau |  | 6 | Unit 1 & 2: 2021 | 3.6363 | 116.6717
PT PLN | PLN | Sebalang |  | 200 | Unit 1 & 2: 2015 | -5.5859 | 105.3872 | subcritical | PT PLN Persero | PLN | Lontar Expansion | Lontar Unit 4 | 315 | Unit 4: 2022 | -6.0583 | 106.4672
PT Bukit Pembangkit Innovative | IPP | Banjarsari |  | 220 | Unit 1 & 2: 2015 | -3.7251 | 103.6904 | subcritical | PT PLN Persero | PLN | Talaud (Tarun) |  | 6 | Unit 1 & 2: 2022 | 4.0754 | 126.6976
PT Priamanaya Energi | IPP | Keban Agung |  | 225 | Unit 1 & 2: 2015 | -3.7515 | 103.6481 | subcritical | PT PLN Persero | PLN | Sulut-1 |  | 100 | Unit 1 & 2: 2023 | 0.88813 | 123.4696
PT PLN | PLN | Air Anyir | Bangka | 60 | Unit 1 & 2: 2014 | -2.0793 | 106.1496 | subcritical | PT Gorontalo Listrik Perdana | IPP | Sulbagut-1 |  | 100 | Unit 1 & 2: 2021 | 0.9427 | 122.9416
PT Merak Energi | PPU | Merak |  | 120 | Unit 1 & 2: 2014 | -5.884 | 106.0642 | subcritical | PT PLN Persero | PLN | Palu-3 |  | 100 | Unit 1 & 2: 2023 | -0.63961 | 119.8072
PT Indah Kiat Pulp and Paper | PPU | Perawang Mill |  | 745 | Unit 4: 2000; Unit 6: 2003; Unit 7: 2006; Unit 8: 2009; Unit 9 - 1: 2014 | 0.68932 | 101.6191 | subcritical | PT PLN Persero | PLN | Sofifi |  | 6 | Unit 1 & 2: 2023 | 0.64967 | 127.5413
PT Indonesia Power | PLN | Pangkalan Susu |  | 840 | Unit 1: 2015; Unit 2: 2014; Unit 3: 2019; Unit 4: 2019 | 4.1207 | 98.2582 | subcritical |  | IPP | Nabire-Kalibobo |  | 14 | Unit 1 & 2: 2022
PT Indonesia Power | PLN | Sulsel Barru |  | 100 | Unit 1 & 2: 2013 | -4.2933 | 119.6313 | subcritical | PT PLN Persero | PLN | Sorong | Ex. Timika | 28 | Unit 1 - 4: 2023 | -1.0195 | 131.2494
PT PLN | PLN | Nagan Raya |  | 220 | Unit 1: 2013; Unit 2: 2014 | 4.1074 | 96.1989 | subcritical | PT PLN Persero | PLN | Lombok |  | 100 | Unit 1 & 2: 2021 | -8.4247 | 116.7096
PT PLN | PLN | Tanjung Awar-awar |  | 700 | Unit 1: 2012; Unit 2: 2013 | -6.8105 | 111.9955 | subcritical | PT PLN Persero | PLN | Bima | Bonto | 20 | Unit 1 & 2: 2029 | -8.4073 | 118.6998
PT Indonesia Power | PLN | Pelabuhan Ratu |  | 1050 | Unit 1 - 3: 2013 | -7.0242 | 106.5464 | subcritical | PT PLN Persero | PLN | Timor-1 |  | 100 | Unit 1 & 2: 2022 | -10.3503 | 123.4559
PT PJB | PLN | PLN Paiton Unit 9 | PLN Paiton Baru | 660 | Unit 9: 2012 | -7.711 | 113.5707 | subcritical | PT PLN Persero | PLN | Atambua |  | 24 | Unit 1 - 4: 2027 | -9.0036 | 124.818
PT PLN | PLN | Lontar (Unit 1-3) |  | 945 | Unit 1 - 3: 2012 | -6.0589 | 106.4643 | subcritical | PT PLN Persero | PLN | Alor |  | 6 | Unit 1 & 2: 2025 | -8.2417 | 124.532
PT Goa Hua Energi Musi Makmur Indonesia | IPP | Simpang Belimbing |  | 227 | Unit 1 & 2: 2013 | -3.4014 | 104.1186 | subcritical | PT PLN Persero | PLN | Rote Ndao | Onatali | 6 | Unit 1 & 2: 2025 | -10.6714 | 123.1088
PT Bosowa Group | IPP | Jeneponto-1 |  | 200 | Unit 1 & 2: 2012 | -5.6179 | 119.5512 | subcritical | PT Huadian Bukit Asam Power | IPP | Sumsel-8 |  | 1200 | 2022 | -3.84 | 103.8072
PT Bosowa Group | IPP | Jeneponto-2 |  | 250 | Unit 1 & 2: 2018 | -5.6179 | 119.5512 | subcritical | PT Tanjung Jati Power | IPP | Jawa-3 | Tanjung Jati A Unit 1 | 660 | 2025 | -6.7686 | 108.654
PT PLN | PLN | Pacitan |  | 630 | Unit 1 & 2: 2011 | -8.2578 | 111.3736 | subcritical | PT Tanjung Jati Power | IPP | Jawa-3 | Tanjung Jati A Unit 2 | 660 | 2026 | -6.7686 | 108.654
PT PLN | PLN | Rembang |  | 630 | Unit 1 & 2: 2011 | -6.636 | 111.4749 | subcritical | PT Indonesia Power (JV) | IPP | Jawa-9 | Suralaya Unit 9 | 1000 | 2025 | -5.896 | 106.0222
PT PLN | PLN | Indramayu (Unit 1-3) |  | 990 | Unit 1: 2010; Unit 2 & 3: 2011 | -6.2747 | 107.9704 | subcritical | PT Indonesia Power (JV) | IPP | Jawa-10 | Suralaya Unit 10 | 1000 | 2026 | -5.896 | 106.0222
PT Indonesia Power | PLN | Labuan |  | 600 | Unit 1: 2009; Unit 2: 2010 | -6.3922 | 105.8278 | subcritical | PT Cirebon Energi Prasarana (CEPR) | IPP | Jawa-1 | Cirebon Unit 2 | 924 | 2022 | -6.775 | 108.6305
PT Cahaya Fajar Kaltim | IPP | Embalut | Unit 3: Embalut Ekspansi | 110 | Unit 1 & 2: 2008; Unit 3: 2014 | -0.3731 | 117.0625 | subcritical | PT Bhumi Jati Power | IPP | Jawa-4 (FTP-2) | Tanjung Jati B Unit 5 | 1000 | 2022 | -6.4465 | 110.7424
PT PLN | PLN | Labuhan Angin |  | 230 | Unit 1 & 2: 2008 | 1.752 | 98.7305 | subcritical | PT Bhumi Jati Power | IPP | Jawa 4 (FTP-2) | Tanjung Jati B Unit 6 | 1000 | 2022 | -6.4465 | 110.7424
PT Dian Swastatika Sentosa Tbk | PPU | Pindo Delili |  | 50 | 2007 | -6.3855 | 107.3436 | subcritical | PT Bhimasena Power Indonesia | IPP | Jawa Tengah Unit 1 (PPP) | Batang Unit 1 | 950 | 2022 | -6.8994 | 109.803
PT PLN | PLN | Tarahan |  | 200 | Unit 3: 2007; Unit 4: 2007 | -5.5212 | 105.3535 | subcritical | PT Bhimasena Power Indonesia | IPP | Jawa Tengah Unit 2 (PPP) | Batang Unit 2 | 950 | 2022 | -6.8994 | 109.803
PT Indorama Synthetics Tbk | PPU | Purwakarta Indorama |  | 60 | Unit 1 & 2: 2006 | -6.5539 | 107.4137 | subcritical
PT Central Java Power | IPP | Tanjung Jati B |  | 2640 | Unit 1 & 2: 2006; Unit 3: 2011; Unit 4: 2012 | -6.4465 | 110.7424 | subcritical
PT Panasia Indosyntec Tbk | PPU | Bandung Indosyntec |  | 30 | 2004 | -6.9705 | 107.6058 | subcritical
PT PLN | PLN | Asam-asam | Kalselteng-2 | 260 | Unit 1 & 2: 2000; Unit 3 & 4: 2012 | -3.9271 | 115.1068 | subcritical
PT Newmont Nusa Tenggara | PPU | Batu Hijau |  | 112 | Unit 1 - 4: 1999 | -8.9012 | 116.7382 | subcritical
PT Paiton Energy | IPP | Paiton Unit 7 & 8 |  | 1230 | Unit 7 & 8: 1999 | -7.7153 | 113.5857 | subcritical
PT Paiton Energy | IPP | Paiton Unit 3 |  | 825 | Unit 3: 2012 | -7.7153 | 113.5857 | subcritical
PT Jawa Power | IPP | Paiton Unit 5 & 6 |  | 1320 | 1999 | -7.7153 | 113.5857 | subcritical
PT Indocement | PPU | Kalimantan Cement Works |  | 55 | 1998 | 2.062 | 115.5703 | subcritical
PT Puncakjaya Power | PPU | Amamapare |  | 195 | Unit 1 & 2: 1998; Unit 3: 1999 | -4.8277 | 136.8391 | subcritical
PT Semen Gresik Tbk | PPU | Tonasa Cement Plant |  | 120 | Unit 1 & 2: 1996; Unit 3 & 4: 2013 | -4.788 | 119.6163 | subcritical
PT PLN | PLN | Ombilin |  | 200 | Unit 1: 1996; Unit 2: 1997 | -0.60902 | 100.7537 | subcritical
PT Lontar Papyrus Pulp & Paper | PPU | Sinar Mas Jambi Lontar |  | 211 | Unit 1 - 3: 1994; Unit 4: 2017 | -1.0069 | 103.0821 | subcritical
PT PJB | PLN | PLN Paiton Unit 1 & 2 |  | 800 | Unit 1: 1994; Unit 2: 1993 | -7.7147 | 113.585 | subcritical
PT PLN | PLN | Bukit Asam |  | 260 | Unit 1 & 2: 1987; Unit 3 & 4: 1994 | -3.7321 | 103.7975 | subcritical
PT PLN | PLN | Suralaya |  | 800 | Unit 1: 1984; Unit 2: 1985 | -5.8892 | 106.0336 | subcritical
PT SKS Listrik Kalimantan | IPP | Kalselteng-1 | Kalteng-1 | 200 | Unit 1 & 2: 2020 | -1.3708 | 113.5672 | subcritical
PT Makmur Sejahtera Wisesa | PPU | Tabalong Wisesa |  | 60 | Unit 1 & 2: 2013 | -2.1586 | 115.4459 | subcritical
PT PLN | PLN | Amurang |  | 60 | Unit 1 & 2: 2012 | 1.1825 | 124.4806 | subcritical
PT Mega Daya Tangguh | PLN | Amurang (Sewa) | PLTU 2 Sulut | 60 | Unit 1 & 2: 2018 | 1.1825 | 124.4806 | subcritical
PT PLN | PLN | Teluk Sirih | Sumbar Pesisir | 224 | Unit 1 & 2: 2013 | -1.0765 | 100.3724 | subcritical
PT Sumber Segara Primadaya | IPP | Cilacap |  | 592 | Unit 1 & 2: 2007 | -7.6857 | 109.0898 | subcritical
PT Indo Bharat Rayon | PPU | Indo Bharat Rayon |  | 36.6 | 2008 | -6.4858 | 107.3852 | subcritical
PT Cemindo Gemilang | PPU | Cemindo Gemilang |  | 60 | 2016 | -6.9508 | 106.2502 | subcritical
PT Dian Swastika Sentosa | PPU | DSS Serang |  | 175 | Unit 1 - 3: ; Unit 4: | -6.1254 | 106.2892 | subcritical
PT Indonesia Weda Bay Industrial Park (IWIP) | PPU | Weda Bay |  | 750 | Unit 1: 2020; Unit 2 & 3: 2021 | 0.47933 | 127.9824 | subcritical
PT General Energy Bali | IPP | Celukan Bawang |  | 380 | Unit 1 - 3: 2015 (Unit 1 & 2: 125; Unit 3: 130) | -8.1963 | 114.8516 | subcritical
Halmahera Persada Lygend Nickel | PPU | PT Halmahera Persada Lygend Nickel Smelter power station |  | 600 | Unit 1 - 4: 2021 | -1.5361 | 127.416 | subcritical
PT Megah Surya Pertiwi (MSP) | PPU | MSP Pulau Obi Power Station |  | 114 | Unit 1 - 3: 2016 | -1.5306 | 127.4191 | subcritical
Indonesian Jinchuan Group Co., Ltd. | PPU | Jinchuan Group WP&RKA |  | 150 | Unit 1 - 3: 2019 | -1.4608 | 127.4325 | subcritical
Virtue Dragon Nickel Industry Co. Ltd | PPU | Delong Nickel |  | 530 | Unit 1 & 2: ; Unit 3 & 4: ; Unit 5 & 6: ; Unit 7 & 8: 2018 | -3.9028 | 122.4196 | subcritical
PT. Obsidian Stainless Steel | PPU | Delong Nickel Phase 2 |  | 1460 | Unit 1 - 8: 2020; Unit 10: 2021 | 3.828279272, -3.827487745, -3.827910421 | 122.4662306, 122.462752, 122.4682708 | subcritical
PT Gunbuster (GNI) | PPU | Delong Nickel Phase 3 |  | 810 | Unit 1 - 6: 2021 | 2.0047 | 121.4381 | subcritical
PT PLN | PLN | Palu | Tawaeli | 66 | Unit 1 & 2: 2006; Unit 3 & 4: 2016 | -0.7332 | 119.8559 | subcritical
Sulawesi Mining Investment | PPU | Sulawesi Mining |  | 430 | Unit 1 & 2: 2015; Unit 3: 2016; Unit 4: 2020 | -2.8255878, -2.827384 | 122.1554483, 122.1552699 | subcritical
PT Solusi Bangun | PPU | Andalas Cement |  | 30 | 2007 | 5.451 | 95.2471 | subcritical
PT PLN | PLN | Jeranjang |  | 50 | Unit 1 & 2: 2014 | -8.6588 | 116.0731 | subcritical
PT PLN | PLN | Sumbawa Barat |  | 14 | Unit 1 & 2: 2019 | -8.7421 | 116.7769 | subcritical
PT PLN | PLN | Kupang (FTP-1) | Bolok | 33 | Unit 1 & 2: 2013 | -10.2389 | 123.4903 | subcritical
PT PLN | PLN | Holtekamp |  | 20 | Unit 1 & 2: 2011 | -2.6143 | 140.7905 | subcritical
PT PLN | PLN | Molotabu |  | 20 | Unit 1 & 2: 2013 | 0.43403 | 123.1341 | subcritical
PT PLN | PLN | Gorontalo | Anggrek | 50 | Unit 1 & 2: 2020 | 0.85051 | 122.7964 | subcritical
PT Rekind Daya Mamuju | IPP | Mamuju |  | 50 | Unit 1 & 2: 2019 | -2.4724 | 119.1469 | subcritical
PT Indonesia Power | PLN | Sintang |  | 21 | Unit 1 - 3: 2018 | 0.074257 | 111.434 | subcritical
PT PLN | PLN | Sanggau |  | 14 | Unit 1 & 2: 2014 | 0.03071 | 110.5555 | subcritical
PT PLN | PLN | Berau | Tanjung Redeb | 14 | Unit 1: 2020; Unit 2: 2019 | 2.1567 | 117.3923 | subcritical
PT Tenaga Listrik Bengkulu | IPP | Bengkulu |  | 200 | Unit 1 & 2: 2020 | -3.9113 | 102.2711 | subcritical
PT Gorontalo Listrik Perdana | IPP | Sulbagut-1 | Tanjung Karang | 100 | Unit 1 & 2: 2021 | 0.94462 | 122.9906 | subcritical
PT Indo Ridlatama Power | IPP | Kaltim (MT) | Muara Jawa | 55 | Unit 1 & 2: 2018 | -0.7786 | 117.1889 | subcritical
PT Lombok Energy Dynamics | IPP | Lombok Timur |  | 50 | Unit 1 & 2: 2017 | -8.4349 | 116.7051 | subcritical
PT Indo Pusaka Berau | IPP | Lati |  | 14 | Unit 1 & 2: 2004 | 2.215 | 117.6191 | subcritical
PT PLN | PLN | Ropa |  | 14 | Unit 1 & 2: 2014 | -8.5086 | 121.7013 | subcritical
PT Tanjung Kasam (TJK) Power | IPP | Tanjung Kasam |  | 110 | Unit 1 & 2: 2012 | 1.0468 | 104.1312 | subcritical
PT PJB | PLN | Gresik |  | 600 | Unit 1 & 2: 1981; Unit 3 & 4: 1988 | -7.1654 | 112.6622 | subcritical
PT Indonesia Power | PLN | Tambak Lorok |  | 300 | Unit 1 & 2: 1978; Unit 3: 1983 | -6.9505 | 110.4306 | subcritical
PT PJB | PLN | Muara Karang |  | 400 | Unit 1: 1981; Unit 2: 1982 | -6.1105 | 106.7864 | subcritical
PT PLN | PLN | Tanjung Balai Karimun |  | 14 | Unit 1: 2014; Unit 2: 2013 | 1.0453 | 103.4105 | subcritical
PT PLN | PLN | Tembilahan |  | 14 | Unit 1 & 2: 2015 | -0.29817 | 103.2037 | subcritical
PT PLN | PLN | Suge |  | 33 | Unit 1 & 2: 2015 | -2.8921 | 107.5647 | subcritical
PT PLN | PLN | Ketapang |  | 20 | Unit 1 & 2: 2016 | -1.7801 | 109.9427 | subcritical
PT PLN | PLN | Nii Tanasa | Kendari | 30 | Unit 1: 2014; Unit 2: 2012; Unit 3: 2012 | -3.8962 | 122.5378 | subcritical
PT PLN | PLN | Tidore |  | 14 | Unit 1 & 2: 2016 | 0.73908 | 127.3887 | subcritical
PT PLN | PLN | Ampana |  | 6 | Unit 1 & 2: |  |  | subcritical
PT Paiton Energy | IPP | Paiton Unit 3 |  | 825 | 2012 | -7.7153 | 113.5857 | Supercritical
PT Sumber Segara Primadaya | IPP | Cilacap Unit 3 | Cilacap Ekspansi | 614 | 2016 | -7.6857 | 109.0898 | Supercritical
PT PLN | PLN | Adipala Unit 1 |  | 660 | 2015 | -7.6807 | 109.1368 | Supercritical
PT Cirebon Electric Power | IPP | Cirebon Unit 1 |  | 660 | 2012 | -6.7704 | 108.6156 | Supercritical
PT Lestari Banten Energi | IPP | Banten Unit 1 |  | 625 | 2017 | -5.883 | 106.0459 | Supercritical
PT Sumber Segara Primadaya | IPP | Jawa-8 | Cilacap Ekspansi II | 1000 | 2019 | -7.6857 | 109.0898 | usc
PT Shenhua Guohua Pembangkitan Jawa Bali | IPP | Jawa-7 Unit 1 |  | 991 | 2019 | -5.9942 | 106.1015 | usc
PT Shenhua Guohua Pembangkitan Jawa Bali | IPP | Jawa-7 Unit 2 |  | 991 | 2020 | -5.9942 | 106.1015 | usc

## JET-P information
Indonesia is required to cap its power sector emission at 290 million tonnes (Mt) in 2030
The agreement also emphasises to freeze the existing pipeline of planned on-grid coal-fired power plants included in the national Electricity Supply Business Plan 2021-2030 (also known as RUPTL), reaffirming a full moratorium on any new on-grid coal power generation capacity in accordance with Presidential Regulation on Renewable Energy Number 112/2022 and accelerating the deployment of renewable energy to reach at least 34% of total generation by 2030.
PLN:
4.3 GW retired + Jawa-3 being cancelled = 6.3 GW
30% co-firing
Our scenario:
16 GW retired
retrofits
https://ember-climate.org/insights/commentary/jetp-indonesia/
https://greennetwork.asia/news/indonesias-energy-transition-mechanism-aims-to-accelerate-the-retirement-of-coal/
ADB signed an MoU together with PT PLN, Cirebon Electric Power (CEP), and the Indonesian Investment Authority (INA) to begin discussions on the early retirement of Cirebon-1, a 660 MW power plant owned by CEP. The non-binding agreement intends to close the Cirebon-1 up to 15 years before the end of its 40-to-50-year lifespan.
Indonesia plans to develop power plants generated by renewable energy and low-carbon technology with a capacity of up to 700 GW. The government is looking at renewable sources such as geothermal, hydropower, wind, and solar. The relatively controversial biomass cofiring will also be included in coal power plants. Finally, Indonesia plans the early retirement of 33 coal power plants with a total capacity of 16.8 GW.
“That will reduce 50 million tonnes of CO2 in 2030 or 160 million tonnes in 2040,” Minister Sri Mulyani Indarwati added.
It also intends to increase the share of renewable electricity to 34% by 2030 from the previous target of 23%.
https://energytracker.asia/indonesias-coal-dependence-and-the-new-jetp/
https://www.esdm.go.id/en/media-center/news-archives/sekretariat-jetp-terbentuk-siap-realisasikan-kerja-sama-pendanaan-transisi-energi
Peaking emisi sektor ketenagalistrikan diproyeksikan terjadi pada tahun 2030, lebih cepat dari proyeksi awal;
Emisi sektor ketenagalistrikan tidak melebihi 290 juta ton CO2 di tahun 2030, lebih rendah 67 juta ton CO2 dibandingkan nilai baseline BaU sebesar 357 juta ton CO2;
Net zero emissions sektor ketenagalistrikan pada tahun 2050, lebih cepat 10 tahun dari proyeksi awal;
Mempercepat pemanfaatan energi terbarukan setidaknya 34% bersumber dari energi terbarukan pada 2030.
Peaking in the electricity sector's emissions is projected to occur in 2030, faster than the initial projection;
The electricity sector's emissions will not exceed 290 million tonnes of CO2 in 2030, 67 million tonnes of CO2 lower than the BaU baseline value of 357 million tonnes of CO2;
Net zero emissions in the electricity sector in 2050, 10 years faster than the initial projection;
Accelerate the utilization of renewable energy at least 34% sourced from renewable energy by 2030.
https://databoks.katadata.co.id/datapublish/2022/10/21/ini-daftar-pltu-yang-layak-pensiun-dini-pada-2023-menurut-iesr
Banten Suralaya Power Station (Banten): capacity of 1,600 megawatts (MW)
PLN Paiton Power Station (East Java): 800 MW capacity
Cilacap Sumber Power Station (Central Java): 600 MW capacity
Cikarang Babelan Power Station (West Java): 280 MW capacity
Asam-Asam Power Station (South Kalimantan): 260 MW capacity
Bukit Asam Muara Enim Power Station (South Sumatra): 260 MW capacity
Ombilin Power Station (West Sumatra): 200 MW capacity
Tabalong Power Station (South Kalimantan): 200 MW capacity
Merak Power Station (Banten): 120 MW capacity
Tarahan Power Station (Lampung): 100 MW capacity | https://www.cif.org/sites/cif_enc/files/meeting-documents/CTF_TFC_IS_3_04_Indonesia_ACT_IP.pdf
New Bangka Power Station (Bangka Belitung): 60 MW capacity | https://www.cif.org/event/intersessional-meeting-ctf-trust-fund-committee-tuesday-october-25-wednesday-26-2022
Tabalong Wisesa Power Station (South Kalimantan): 60 MW capacity

## scenarios_2023 study
scenario | PLN&IPP retirement | captive plant retirement | biomass co-firing | pollution control retrofits
BAU | at a lifetime of 30 years at current operating rates, except Suralaya and Paiton 2045/55 | based on the planned lifetime of the industrial assets | follow PLN's plant-specific plans for co-firing | follow current emission limits until end-of-life
ACT Investment Plan | 14 GW retired by 2035 as outlined in the investment plan; BAU otherwise | based on the planned lifetime of the industrial assets | follow PLN's plant-specific plans for co-firing | follow current emission limits until end-of-life
PERPRES 112/2022 | 14 GW retired by 2035; the rest retired by 2050 | retired by 2060 | co-firing increased to meet 34% renewables target | follow current emission limits until end-of-life
1.5 degrees | follow UMD pathway for coal power capacity&generation, optimize retirements for public health benefits | retired by 2060 | follow PLN's plant-specific plans for co-firing | follow current emission limits until end-of-life
1.5 degrees + pollution control | follow UMD pathway for coal power capacity&generation, optimize retirements for public health benefits | retired by 2060 | maintain current co-firing | retrofit plants with FGD, SCR and more efficient dust controls when benefits are larger than costs
1.5 degrees + pollution control + phase out captive plants | follow UMD pathway for coal power capacity&generation, optimize retirements for public health benefits | follow UMD pathway for coal power capacity&generation, optimize retirements for public health benefits | maintain current co-firing | retrofit plants with FGD, SCR and more efficient dust controls when benefits are larger than costs, including captive plants
possible additional scenario:
1.5 degrees + pollution control + phase out captive plants + 5 year delay | follow UMD pathway for coal power capacity&generation, optimize retirements for public health benefits + 5 year delay | follow UMD pathway for coal power capacity&generation, optimize retirements for public health benefits + 5 year delay | maintain current co-firing | retrofit plants with FGD, SCR and more efficient dust controls when benefits are larger than costs, including captive plants + 5 year delay
Timeframe: 2022 until end-of-life of all plants
Review 14 April 2023
scenario | PLN&IPP retirement | captive plant retirement | biomass co-firing | pollution control retrofits
BAU | at a lifetime of 30 years at current operating rates, except Suralaya and Paiton 2045/55 | based on the planned lifetime of the industrial assets Consider 30 years | follow PLN's plant-specific plans for co-firing Consider phased or step increase - 10% in 2030, higher value beyond 2030 | follow current emission limits until end-of-life
ACT Investment Plan | 14 GW retired by 2035 as outlined in the investment plan; BAU otherwise | based on the planned lifetime of the industrial assets Consider 30 years | follow PLN's plant-specific plans for co-firing Consider phased or step increase - 10% in 2030, higher value beyond 2030 | follow current emission limits until end-of-life
PERPRES 112/2022 | 14 GW retired by 2035; the rest retired by 2050 | retired by 2060 2050 | co-firing increased to meet 34% renewables target Consider phased or step increase - higher share of co-firing than the published targets by PLN - higher than 10% in 2030, higher value beyond 2030 | follow current emission limits until end-of-life
1.5 degrees | follow UMD pathway for coal power capacity&generation, optimize retirements for public health benefits | retired by 2060 2050 | follow PLN's plant-specific plans for co-firing Consider phased or step increase - 10% in 2030, higher value beyond 2030 | follow current emission limits until end-of-life
1.5 degrees + pollution control | follow UMD pathway for coal power capacity&generation, optimize retirements for public health benefits | retired by 2060 2050 | maintain current co-firing Include definition | retrofit plants with FGD, SCR and more efficient dust controls when benefits are larger than costs
1.5 degrees + pollution control + phase out captive plants | follow UMD pathway for coal power capacity&generation, optimize retirements for public health benefits | follow UMD pathway for coal power capacity&generation, optimize retirements for public health benefits | maintain current co-firing Include definition | retrofit plants with FGD, SCR and more efficient dust controls when benefits are larger than costs, including captive plants

## GEM
Tracker ID | TrackerLOC | ParentID | in IESR database | Wiki page | Subnational unit (province, state) | Unit | Plant | Other names | Owner | Parent | Capacity (MW) | Status | Year | Combustion technology | Coal type | Latitude | Longitude
G114193 | L104578 | P101160 | #N/A | https://www.gem.wiki/Jayapura-3_power_station | Papua |  | Jayapura-3 power station |  | PLN | PT PLN Persero | 50 | shelved | 2028 | unknown | unknown | -2.6084 | 140.8075
G114183 | L102754 | P101160 | #N/A | https://www.gem.wiki/Lampung_Sebalang_power_station | Lampung | Unit 3 | Lampung Sebalang power station | Lampung power plant | PT PLN Persero | PT PLN Persero | 300 | shelved | 2026 | unknown | unknown | -5.5859 | 105.3872
G100952 | L102775 | Q200139 | #N/A | https://www.gem.wiki/Riau-1_power_station | Riau | Unit 1 | Riau-1 power station | BlackGold Indragiri Hulu power station | PT Samantaka Batubara; PT Pembangkitan Jawa-Bali | China Huadian (60%), BlackGold Group (40%) | 300 | shelved | 2028 | unknown | lignite | -0.35 | 102.5331
G100953 | L102775 | Q200139 | #N/A | https://www.gem.wiki/Riau-1_power_station | Riau | Unit 2 | Riau-1 power station | BlackGold Indragiri Hulu power station | PT Samantaka Batubara; PT Pembangkitan Jawa-Bali | China Huadian (60%), BlackGold Group (40%) | 300 | shelved | 2028 | unknown | lignite | -0.35 | 102.5331
G114191 | L104577 | P101456 | #N/A | https://www.gem.wiki/Sulbagsel-2_power_station | South Sulawesi | Unit 1 | Sulbagsel-2 power station |  | TBD | TBD | 200 | shelved | 2023 | unknown | unknown | -3.8144 | 122.4478
G114192 | L104577 | P101456 | #N/A | https://www.gem.wiki/Sulbagsel-2_power_station | South Sulawesi | Unit 2 | Sulbagsel-2 power station |  | TBD | TBD | 200 | shelved | 2024 | unknown | unknown | -3.8144 | 122.4478
G109672 | L102760 | P101456 | #N/A | https://www.gem.wiki/Sulbagut-2_power_station | North Sulawesi | Unit 1 | Sulbagut-2 power station |  | TBD | TBD | 100 | shelved | 2027 | subcritical | unknown | 1.1857 | 124.4749
G109673 | L102760 | P101456 | #N/A | https://www.gem.wiki/Sulbagut-2_power_station | North Sulawesi | Unit 2 | Sulbagut-2 power station |  | TBD | TBD | 100 | shelved | 2028 | subcritical | unknown | 1.1857 | 124.4749
G113832 | L102806 | Q200955 | #N/A | https://www.gem.wiki/Sumsel-5_power_station | South Sumatra | Unit 3 | Sumsel-5 power station | Sumsel MT Ekspansi | PT Dian Swastatika Sentosa Tbk | Datang Overseas Energy Investment Co., Ltd. (75%), Sinar Mas Group (25%) | 350 | shelved | 2023 | unknown | unknown | -2.1562 | 103.7553
G109702 | L102807 | P101151 | #N/A | https://www.gem.wiki/Sumsel-6_power_station | South Sumatra | Unit 1 | Sumsel-6 power station | Muara Enim power station? | PT Bukit Asam | PT Bukit Asam | 300 | shelved | 2027 | subcritical | unknown | -2.3558 | 103.4434
G109954 | L102822 | Q200147 | yes | https://www.gem.wiki/Tanjung_Jati_A_power_station | West Java | Unit 1 | Tanjung Jati A power station | Jawa-3 | Bakrie Power, PT Tanjung Jati Power | YTL Corporation (80%), Bakrie Group (20%) | 660 | shelved | 2025 | unknown | sub-bit | -6.7685 | 108.6452
G109955 | L102822 | Q200147 | yes | https://www.gem.wiki/Tanjung_Jati_A_power_station | West Java | Unit 2 | Tanjung Jati A power station | Jawa-3 | Bakrie Power, PT Tanjung Jati Power | YTL Corporation (80%), Bakrie Group (20%) | 660 | shelved | 2026 | unknown | sub-bit | -6.7685 | 108.6452
G114353 | L102756 | P101160 | #N/A | https://www.gem.wiki/Tarahan_power_station | Lampung | Unit 5 | Tarahan power station | Tarahan Expansion Plant | PLN | PT PLN Persero | 300 | shelved | 2022 | subcritical | unknown | -5.5212 | 105.3535
G114203 | L104581 | P101160 | #N/A | https://www.gem.wiki/Bangka-1A_power_station | Bangka-Belitung | Unit 1 | Bangka-1A power station |  | PT PLN | PT PLN Persero | 50 | pre-permit | 2022 | unknown | unknown | -2.0793 | 106.1496
G114204 | L104581 | P101160 | #N/A | https://www.gem.wiki/Bangka-1A_power_station | Bangka-Belitung | Unit 2 | Bangka-1A power station |  | PT PLN | PT PLN Persero | 50 | pre-permit | 2023 | unknown | unknown | -2.0793 | 106.1496
G114196 | L104580 | P101160 | #N/A | https://www.gem.wiki/Bintan_power_station | Riau | Unit 1 | Bintan power station |  | PLN UIW Riau | PT PLN Persero | 100 | pre-permit | 2023 | unknown | unknown | 0.89967 | 104.6172
G114197 | L104580 | P101160 | #N/A | https://www.gem.wiki/Bintan_power_station | Riau | Unit 2 | Bintan power station |  | PLN UIW Riau | PT PLN Persero | 100 | pre-permit | 2024 | unknown | unknown | 0.89967 | 104.6172
G108039 | L104843 | P101160 | yes | https://www.gem.wiki/Jambi-2_power_station | Jambi | Unit 1 | Jambi-2 power station |  | Indonesia Power | PT PLN Persero | 350 | pre-permit | 2026 | subcritical | unknown | -1.9284 | 103.1899
G113203 | L104843 | P101160 | yes | https://www.gem.wiki/Jambi-2_power_station | Jambi | Unit 2 | Jambi-2 power station |  | Indonesia Power | PT PLN Persero | 350 | pre-permit | 2026 | subcritical | unknown | -1.9284 | 103.1899
G113831 | L104401 | P101160 | #N/A | https://www.gem.wiki/Sulbagsel-1_power_station | South Sulawesi | Unit 1 | Sulbagsel-1 power station |  | PLN | PT PLN Persero | 200 | pre-permit | 2023 | unknown | unknown | -3.8215 | 121.9721
G114190 | L104401 | P101160 | #N/A | https://www.gem.wiki/Sulbagsel-1_power_station | South Sulawesi | Unit 2 | Sulbagsel-1 power station |  | PLN | PT PLN Persero | 200 | pre-permit | 2024 | unknown | unknown | -3.8215 | 121.9721
G114207 | L104583 | P101160 | yes | https://www.gem.wiki/Sumbagsel-1_Power_Station | South Sumatra | Unit 1 | Sumbagsel-1 power station |  | Sumbagsel Energi Sakti Perwali | PT PLN Persero | 150 | pre-permit | 2024 | unknown | unknown | -5.0574 | 103.8307
G114208 | L104583 | P101160 | yes | https://www.gem.wiki/Sumbagsel-1_Power_Station | South Sumatra | Unit 2 | Sumbagsel-1 power station |  | Sumbagsel Energi Sakti Perwali | PT PLN Persero | 150 | pre-permit | 2024 | unknown | unknown | -5.0574 | 103.8307
G108038 | L102744 | P101160 | yes | https://www.gem.wiki/Jambi-1_power_station | Jambi | Unit 1 | Jambi-1 power station |  | Indonesia Power | PT PLN Persero | 300 | permitted | 2027 | subcritical | unknown | -1.9227 | 103.1998
G113202 | L102744 | P101160 | yes | https://www.gem.wiki/Jambi-1_power_station | Jambi | Unit 2 | Jambi-1 power station |  | Indonesia Power | PT PLN Persero | 300 | permitted | 2027 | subcritical | unknown | -1.9227 | 103.1998
G107836 | L102827 | Q200387 | yes | https://www.gem.wiki/Parit_Baru_power_station | West Kalimantan | Unit 3 | Parit Baru power station | Jungkat, Kalbar-3 | Gezhouba Group and PT Praba Indopersada | China Energy Engineering Corporation, PT Praba | 50 | permitted | 2025 | subcritical | unknown | 0.05798 | 109.2036
G107837 | L102827 | Q200387 | yes | https://www.gem.wiki/Parit_Baru_power_station | West Kalimantan | Unit 4 | Parit Baru power station | Jungkat, Kalbar-3 | Gezhouba Group and PT Praba Indopersada | China Energy Engineering Corporation, PT Praba | 50 | permitted | 2025 | subcritical | unknown | 0.05798 | 109.2036
G100040 | L102708 | P101160 | yes | https://www.gem.wiki/Adipala_power_station | Central Java | Unit 1 | Adipala power station | East Kuktai, Kaltim? | PLN | PT PLN Persero | 660 | operating | 2015 | supercritical | sub-bit | -7.6859 | 109.1376
G100180 | L102759 | P101160 | yes | https://www.gem.wiki/Amurang_power_station | North Sulawesi | Unit 1 | Amurang power station |  | PLN | PT PLN Persero | 30 | operating | 2012 | subcritical | unknown | 1.1825 | 124.4806
G100181 | L102759 | P101160 | yes | https://www.gem.wiki/Amurang_power_station | North Sulawesi | Unit 2 | Amurang power station |  | PLN | PT PLN Persero | 30 | operating | 2012 | subcritical | unknown | 1.1825 | 124.4806
G113971 | L104535 | P101160 | yes | https://www.gem.wiki/Amurang-2_power_station | North Sulawesi | Unit 1 | Amurang-2 power station | PLTU Sulawesi Utara | PLN | PT PLN Persero | 30 | operating | 2018 | subcritical | unknown | 1.1825 | 124.4806
G113972 | L104535 | P101160 | yes | https://www.gem.wiki/Amurang-2_power_station | North Sulawesi | Unit 2 | Amurang-2 power station | PLTU Sulawesi Utara | PLN | PT PLN Persero | 30 | operating | 2018 | subcritical | unknown | 1.1825 | 124.4806
G105482 | L102783 | P101160 | yes | https://www.gem.wiki/Asam-Asam_power_station | South Kalimantan | Unit 1 | Asam-Asam power station | Kalselteng-2 Unit 3 | PT PLN Persero | PT PLN Persero | 65 | operating | 2013 | unknown | lignite | -3.9265 | 115.1058
G105483 | L102783 | P101160 | yes | https://www.gem.wiki/Asam-Asam_power_station | South Kalimantan | Unit 2 | Asam-Asam power station | Kalselteng-2 Unit 4 | PT PLN Persero | PT PLN Persero | 65 | operating | 2013 | unknown | lignite | -3.9265 | 115.1058
G100517 | L102783 | P101160 | yes | https://www.gem.wiki/Asam-Asam_power_station | South Kalimantan | Unit B-3 | Asam-Asam power station | Banjarmasin, Kalselteng-2 Unit 1 | PT PLN Persero | PT PLN Persero | 65 | operating | 2000 | subcritical | lignite | -3.9265 | 115.1058
G100518 | L102783 | P101160 | yes | https://www.gem.wiki/Asam-Asam_power_station | South Kalimantan | Unit B-4 | Asam-Asam power station | Banjarmasin, Kalselteng-2 Unit 2 | PT PLN Persero | PT PLN Persero | 65 | operating | 2000 | subcritical | lignite | -3.9265 | 115.1058
G100508 | L102693 | P101160 | yes | https://www.gem.wiki/Bangka_Baru_power_station | Bangka-Belitung | Unit 1 | Bangka Baru power station | Air Anyir PLTU | Pt Pln Wilayah Bangka-Belitung | PT PLN Persero | 30 | operating | 2014 | subcritical | unknown | -2.0793 | 106.1496
G100509 | L102693 | P101160 | yes | https://www.gem.wiki/Bangka_Baru_power_station | Bangka-Belitung | Unit 2 | Bangka Baru power station | Air Anyir PLTU | Pt Pln Wilayah Bangka-Belitung | PT PLN Persero | 30 | operating | 2014 | subcritical | unknown | -2.0793 | 106.1496
G100519 | L102795 | Q200144 | yes | https://www.gem.wiki/Banjarsari_power_station | South Sumatra | Unit 1 | Banjarsari power station |  | PT Bukit Pembangkit Innovative | MAXpower Group, PT Bukit Asam, PT PLN Persero | 110 | operating | 2015 | subcritical | sub-bit | -3.7251 | 103.6904
G100520 | L102795 | Q200144 | yes | https://www.gem.wiki/Banjarsari_power_station | South Sumatra | Unit 2 | Banjarsari power station |  | PT Bukit Pembangkit Innovative | MAXpower Group, PT Bukit Asam, PT PLN Persero | 110 | operating | 2015 | subcritical | sub-bit | -3.7251 | 103.6904
G100530 | L102696 | P101154 | yes | https://www.gem.wiki/Banten_Labuan_power_station | Banten | Unit 1 | Banten Labuan power station | Labuan Banten power station | PT Indonesia Power | PT Indonesia Power | 300 | operating | 2009 | subcritical | unknown | -6.3922 | 105.8278
G100531 | L102696 | P101154 | yes | https://www.gem.wiki/Banten_Labuan_power_station | Banten | Unit 2 | Banten Labuan power station | Labuan Banten power station | PT Indonesia Power | PT Indonesia Power | 300 | operating | 2010 | subcritical | unknown | -6.3922 | 105.8278
G100532 | L102697 | P101160 | yes | https://www.gem.wiki/Banten_Lontar_power_station | Banten | Unit 1 | Banten Lontar power station |  | PT PLN Persero | PT PLN Persero | 315 | operating | 2011 | subcritical | unknown | -6.0589 | 106.4643
G100533 | L102697 | P101160 | yes | https://www.gem.wiki/Banten_Lontar_power_station | Banten | Unit 2 | Banten Lontar power station |  | PT PLN Persero | PT PLN Persero | 315 | operating | 2012 | subcritical | unknown | -6.0589 | 106.4643
G100534 | L102697 | P101160 | yes | https://www.gem.wiki/Banten_Lontar_power_station | Banten | Unit 3 | Banten Lontar power station |  | PT PLN Persero | PT PLN Persero | 315 | operating | 2012 | subcritical | unknown | -6.0589 | 106.4643
G100536 | L102698 | P100544 | yes | https://www.gem.wiki/Banten_Serang_power_station | Banten | Unit 1 | Banten Serang power station | Salira, PLTU Banten | PT Lestari Baten Energi (LBE) | Genting Group | 660 | operating | 2017 | supercritical | unknown | -5.883 | 106.0459
G100539 | L102699 | P101160 | yes | https://www.gem.wiki/Banten_Suralaya_power_station | Banten | Phase I, Unit 1 | Banten Suralaya power station |  | PT Indonesia Power Suralaya | PT PLN Persero | 400 | operating | 1984 | subcritical | sub-bit | -5.8919 | 106.0302
G100540 | L102699 | P101160 | yes | https://www.gem.wiki/Banten_Suralaya_power_station | Banten | Phase I, Unit 2 | Banten Suralaya power station |  | PT Indonesia Power Suralaya | PT PLN Persero | 400 | operating | 1985 | subcritical | sub-bit | -5.8919 | 106.0302
G100541 | L102699 | P101160 | yes | https://www.gem.wiki/Banten_Suralaya_power_station | Banten | Phase I, Unit 3 | Banten Suralaya power station |  | PT Indonesia Power Suralaya | PT PLN Persero | 400 | operating | 1988 | subcritical | sub-bit | -5.8919 | 106.0302
G100542 | L102699 | P101160 | yes | https://www.gem.wiki/Banten_Suralaya_power_station | Banten | Phase I, Unit 4 | Banten Suralaya power station |  | PT Indonesia Power Suralaya | PT PLN Persero | 400 | operating | 1989 | subcritical | sub-bit | -5.8919 | 106.0302
G100543 | L102699 | P101160 | yes | https://www.gem.wiki/Banten_Suralaya_power_station | Banten | Phase II, Unit 1 | Banten Suralaya power station |  | PT Indonesia Power Suralaya | PT PLN Persero | 600 | operating | 1996 | subcritical | sub-bit | -5.8919 | 106.0302
G100544 | L102699 | P101160 | yes | https://www.gem.wiki/Banten_Suralaya_power_station | Banten | Phase II, Unit 2 | Banten Suralaya power station |  | PT Indonesia Power Suralaya | PT PLN Persero | 600 | operating | 1997 | subcritical | sub-bit | -5.8919 | 106.0302
G100545 | L102699 | P101160 | yes | https://www.gem.wiki/Banten_Suralaya_power_station | Banten | Phase II, Unit 3 | Banten Suralaya power station |  | PT Indonesia Power Suralaya | PT PLN Persero | 600 | operating | 1997 | subcritical | sub-bit | -5.8919 | 106.0302
G100537 | L102699 | P101160 | yes | https://www.gem.wiki/Banten_Suralaya_power_station | Banten | Unit 08 | Banten Suralaya power station |  | PLN | PT PLN Persero | 625 | operating | 2011 | subcritical | sub-bit | -5.8892 | 106.0336
G100641 | L102787 | P101160 | yes | https://www.gem.wiki/Barru_power_station | South Sulawesi | Unit 1 | Barru power station | Sulawesi Selatan (SulSel), Sulsel Barru-1 power station | PT PLN Persero | PT PLN Persero | 50 | operating | 2013 | subcritical | unknown | -4.2933 | 119.6314
G100642 | L102787 | P101160 | yes | https://www.gem.wiki/Barru_power_station | South Sulawesi | Unit 2 | Barru power station | Sulawesi Selatan (SulSel), Sulsel Barru-1 power station | PT PLN Persero | PT PLN Persero | 50 | operating | 2013 | subcritical | unknown | -4.2933 | 119.6314
G100757 | L102707 | Q200127 | yes | https://www.gem.wiki/Bengkulu_power_station | Bengkulu | Unit 1 | Bengkulu power station |  | Tenaga Listrik Bengkulu | PowerChina (70%), PT Intraco Penta (30%) | 100 | operating | 2019 | subcritical | unknown | -3.9123 | 102.2704
G112736 | L102707 | Q200127 | yes | https://www.gem.wiki/Bengkulu_power_station | Bengkulu | Unit 2 | Bengkulu power station |  | Tenaga Listrik Bengkulu | PowerChina (70%), PT Intraco Penta (30%) | 100 | operating | 2019 | subcritical | unknown | -3.9123 | 102.2704
G101097 | L102797 | P101160 | yes | https://www.gem.wiki/Bukit_Asam_Muara_Enim_power_station | South Sumatra | Unit 1 | Bukit Asam Muara Enim power station | Bukit Asam power station | PT PLN Persero | PT PLN Persero | 65 | operating | 1987 | subcritical | sub-bit | -3.7321 | 103.7975
G101098 | L102797 | P101160 | yes | https://www.gem.wiki/Bukit_Asam_Muara_Enim_power_station | South Sumatra | Unit 2 | Bukit Asam Muara Enim power station | Bukit Asam power station | PT PLN Persero | PT PLN Persero | 65 | operating | 1987 | subcritical | sub-bit | -3.7321 | 103.7975
G101099 | L102797 | P101160 | yes | https://www.gem.wiki/Bukit_Asam_Muara_Enim_power_station | South Sumatra | Unit 3 | Bukit Asam Muara Enim power station | Bukit Asam power station | PT PLN Persero | PT PLN Persero | 65 | operating | 1994 | subcritical | sub-bit | -3.7321 | 103.7975
G101100 | L102797 | P101160 | yes | https://www.gem.wiki/Bukit_Asam_Muara_Enim_power_station | South Sumatra | Unit 4 | Bukit Asam Muara Enim power station | Bukit Asam power station | PT PLN Persero | PT PLN Persero | 65 | operating | 1994 | subcritical | sub-bit | -3.7321 | 103.7975
G101254 | L102691 | P102838 | yes | https://www.gem.wiki/Celukan_Bawang_power_station | Bali | Unit 1 | Celukan Bawang power station | 瑟罗坎巴望燃煤电厂，印度尼西亚巴厘岛一期燃煤电厂 | PT Merryline International and PT General Energy Indonesia | China Huadian Group Corporation | 142 | operating | 2015 | subcritical | unknown | -8.1963 | 114.8516
G101255 | L102691 | P102838 | yes | https://www.gem.wiki/Celukan_Bawang_power_station | Bali | Unit 2 | Celukan Bawang power station | 瑟罗坎巴望燃煤电厂，印度尼西亚巴厘岛一期燃煤电厂 | PT Merryline International and PT General Energy Indonesia | China Huadian Group Corporation | 142 | operating | 2015 | subcritical | unknown | -8.1963 | 114.8516
G101256 | L102691 | P102838 | yes | https://www.gem.wiki/Celukan_Bawang_power_station | Bali | Unit 3 | Celukan Bawang power station | 瑟罗坎巴望燃煤电厂，印度尼西亚巴厘岛一期燃煤电厂 | PT Merryline International and PT General Energy Indonesia | China Huadian Group Corporation | 142 | operating | 2015 | subcritical | unknown | -8.1963 | 114.8516
G101586 | L102711 | Q200129 | yes | https://www.gem.wiki/Cilacap_Sumber_power_station | Central Java | Phase I, Unit 1 | Cilacap Sumber power station |  | PT Sumber Segara Primadaya | Energi Andalan, Indo Power | 300 | operating | 2006 | subcritical | sub-bit | -7.6857 | 109.0898
G101587 | L102711 | Q200129 | yes | https://www.gem.wiki/Cilacap_Sumber_power_station | Central Java | Phase I, Unit 2 | Cilacap Sumber power station |  | PT Sumber Segara Primadaya | Energi Andalan, Indo Power | 300 | operating | 2006 | subcritical | sub-bit | -7.6857 | 109.0898
G101588 | L102711 | Q200130 | yes | https://www.gem.wiki/Cilacap_Sumber_power_station | Central Java | Phase II, Unit 3 | Cilacap Sumber power station |  | Sumber Segara Primadaya | PT PLN Persero, Sumberenergi | 660 | operating | 2016 | supercritical | sub-bit | -7.6832 | 109.0964
G101589 | L102711 | Q200130 | yes | https://www.gem.wiki/Cilacap_Sumber_power_station | Central Java | Phase III, Unit 4 | Cilacap Sumber power station | Jawa-8, Cilacap Expansion | Sumber Segara Primadaya | PT PLN Persero, Sumberenergi | 1000 | operating | 2019 | ultra-super | sub-bit | -7.6832 | 109.0964
G101590 | L102814 | Q200906 | yes | https://www.gem.wiki/Cirebon_power_station | West Java | Unit 1 | Cirebon power station |  | PT Cirebon Electric Power | Marubeni (35%), Indika Group (25%), Samtan (20%), KEPCO (10%), TEPCO (5%), Chubu Electric Power (5%) | 660 | operating | 2012 | supercritical | unknown | -6.7703 | 108.6149
G102626 | L102735 | P100759 | yes | https://www.gem.wiki/Embalut_power_station | East Kalimantan | Unit 3 | Embalut power station |  | PT Cahaya Fajar Kaltim | Jawa Pos Group | 60 | operating | 2014 | subcritical | unknown | -0.3731 | 117.0625
G104852 | L102815 | P101160 | yes | https://www.gem.wiki/Indramayu_power_station | West Java | Unit 1 | Indramayu power station | Sumuradem or Indramayu Sumuradem | PT PLN Persero | PT PLN Persero | 330 | operating | 2010 | subcritical | sub-bit | -6.2747 | 107.9704
G104853 | L102815 | P101160 | yes | https://www.gem.wiki/Indramayu_power_station | West Java | Unit 2 | Indramayu power station | Sumuradem or Indramayu Sumuradem | PT PLN Persero | PT PLN Persero | 330 | operating | 2011 | subcritical | sub-bit | -6.2747 | 107.9704
G104854 | L102815 | P101160 | yes | https://www.gem.wiki/Indramayu_power_station | West Java | Unit 3 | Indramayu power station | Sumuradem or Indramayu Sumuradem | PT PLN Persero | PT PLN Persero | 330 | operating | 2011 | subcritical | sub-bit | -6.2747 | 107.9704
G104986 | L102703 | Q201912 | yes | https://www.gem.wiki/Jawa-7_power_station | Banten | Unit 1 | Jawa-7 power station |  | Shenhua Guohua Power Jawa Bali | National Energy Investment Group Co., Ltd. (70%), PT PLN Persero (30%) | 991 | operating | 2019 | supercritical | unknown | -5.9917 | 106.1008
G104987 | L102703 | Q201912 | yes | https://www.gem.wiki/Jawa-7_power_station | Banten | Unit 2 | Jawa-7 power station |  | Shenhua Guohua Power Jawa Bali | National Energy Investment Group Co., Ltd. (70%), PT PLN Persero (30%) | 991 | operating | 2020 | supercritical | unknown | -5.9917 | 106.1008
G105465 | L102823 | Q200337 | yes | https://www.gem.wiki/Kalbar-1_power_station | West Kalimantan | Unit 1 | Kalbar-1 power station |  | Indonesia Power, Golden Concord Holdings | PT PLN Persero, GCL Poly Energy Holdings | 100 | operating | 2020 | subcritical | unknown | 0.81615 | 108.8461
G113441 | L102823 | Q200337 | yes | https://www.gem.wiki/Kalbar-1_power_station | West Kalimantan | Unit 2 | Kalbar-1 power station |  | Indonesia Power, Golden Concord Holdings | PT PLN Persero, GCL Poly Energy Holdings | 100 | operating | 2021 | subcritical | unknown | 0.81615 | 108.8461
G105484 | L102715 | Q200955 | yes | https://www.gem.wiki/Kalselteng-1_power_station | Central Kalimantan | Unit 1 | Kalselteng-1 power station |  | PT SKS Listrik Kalimantan | Datang Overseas Energy Investment Co., Ltd. (75%), Sinar Mas Group (25%) | 100 | operating | 2020 | cfb | unknown | -1.3708 | 113.5672
G105485 | L102715 | Q200955 | yes | https://www.gem.wiki/Kalselteng-1_power_station | Central Kalimantan | Unit 2 | Kalselteng-1 power station |  | PT SKS Listrik Kalimantan | Datang Overseas Energy Investment Co., Ltd. (75%), Sinar Mas Group (25%) | 100 | operating | 2020 | cfb | unknown | -1.3708 | 113.5672
G105488 | L102717 | P101160 | yes | https://www.gem.wiki/Kalteng-1_Pulang_Pisau_power_station | Central Kalimantan | Unit 1 | Kalteng-1 Pulang Pisau power station |  | PT PLN Persero | PT PLN Persero | 60 | operating | 2015 | subcritical | unknown | -2.8226 | 114.2088
G105489 | L102717 | P101160 | yes | https://www.gem.wiki/Kalteng-1_Pulang_Pisau_power_station | Central Kalimantan | Unit 2 | Kalteng-1 Pulang Pisau power station |  | PT PLN Persero | PT PLN Persero | 60 | operating | 2015 | subcritical | unknown | -2.8226 | 114.2088
G105490 | L102736 | P101160 | yes | https://www.gem.wiki/Kaltim_FTP2_power_station | East Kalimantan | Unit 1 | Kaltim FTP2 power station |  | PLN | PT PLN Persero | 100 | operating | 2019 | subcritical | unknown | 0.055179 | 117.4946
G105491 | L102736 | P101160 | yes | https://www.gem.wiki/Kaltim_FTP2_power_station | East Kalimantan | Unit 2 | Kaltim FTP2 power station |  | PLN | PT PLN Persero | 100 | operating | 2020 | subcritical | unknown | 0.055179 | 117.4946
G105492 | L102737 | P101160 | yes | https://www.gem.wiki/Kaltim_Teluk_Balikpapan_power_station | East Kalimantan | Unit 1 | Kaltim Teluk Balikpapan power station | Balikpapan IPP | PLN | PT PLN Persero | 110 | operating | 2017 | subcritical | unknown | -1.1704 | 116.7887
G105493 | L102737 | P101160 | yes | https://www.gem.wiki/Kaltim_Teluk_Balikpapan_power_station | East Kalimantan | Unit 2 | Kaltim Teluk Balikpapan power station | Balikpapan IPP | PLN | PT PLN Persero | 110 | operating | 2017 | subcritical | unknown | -1.1704 | 116.7887
G105496 | L102719 | P101456 | yes | https://www.gem.wiki/Kaltim-4_power_station | Central Kalimantan | Unit 1 | Kaltim-4 power station | Embalut Expansion | TBD | TBD | 100 | operating | 2020 | subcritical | unknown | -0.36501 | 117.065
G105497 | L102719 | P101456 | yes | https://www.gem.wiki/Kaltim-4_power_station | Central Kalimantan | Unit 2 | Kaltim-4 power station | Embalut Expansion | TBD | TBD | 100 | operating | 2020 | subcritical | unknown | -0.36501 | 117.065
G105632 | L102798 | P101143 | yes | https://www.gem.wiki/Keban_Agung_power_station | South Sumatra | Unit 1 | Keban Agung power station | Sumsel-2 (SS-2) | PT Primanaya Energi | Priamanaya Djan International | 135 | operating | 2015 | subcritical | unknown | -3.7515 | 103.6481
G105633 | L102798 | P101143 | yes | https://www.gem.wiki/Keban_Agung_power_station | South Sumatra | Unit 2 | Keban Agung power station | Sumsel-2 (SS-2) | PT Primanaya Energi | Priamanaya Djan International | 135 | operating | 2015 | subcritical | unknown | -3.7515 | 103.6481
G105669 | L102810 | Q200955 | yes | https://www.gem.wiki/Kendari-3_power_station | Southeast Sulawesi | Unit 1 | Kendari-3 power station | Kendari DSS power station | Dian Swastatika Sentosa Power Kendari | Datang Overseas Energy Investment Co., Ltd. (75%), Sinar Mas Group (25%) | 50 | operating | 2019 | subcritical | unknown | -4.0513 | 122.6534
G105670 | L102810 | Q200955 | yes | https://www.gem.wiki/Kendari-3_power_station | Southeast Sulawesi | Unit 2 | Kendari-3 power station | Kendari DSS power station | Dian Swastatika Sentosa Power Kendari | Datang Overseas Energy Investment Co., Ltd. (75%), Sinar Mas Group (25%) | 50 | operating | 2019 | subcritical | unknown | -4.0513 | 122.6534
G106084 | L102767 | P101160 | yes | https://www.gem.wiki/Labuhan_Angin_power_station | North Sumatra | Unit 1 | Labuhan Angin power station |  | PT PLN Persero | PT PLN Persero | 115 | operating | 2008 | subcritical | lignite | 1.7518 | 98.7313
G106085 | L102767 | P101160 | yes | https://www.gem.wiki/Labuhan_Angin_power_station | North Sumatra | Unit 2 | Labuhan Angin power station |  | PT PLN Persero | PT PLN Persero | 115 | operating | 2008 | subcritical | lignite | 1.7518 | 98.7313
G106136 | L102754 | P101160 | yes | https://www.gem.wiki/Lampung_Sebalang_power_station | Lampung | Unit 1 | Lampung Sebalang power station | Lampung power plant | PT PLN Persero | PT PLN Persero | 100 | operating | 2015 | subcritical | bituminous | -5.5859 | 105.3872
G106137 | L102754 | P101160 | yes | https://www.gem.wiki/Lampung_Sebalang_power_station | Lampung | Unit 2 | Lampung Sebalang power station | Lampung power plant | PT PLN Persero | PT PLN Persero | 100 | operating | 2015 | subcritical | bituminous | -5.5859 | 105.3872
G107177 | L102690 | Q201913 | yes | https://www.gem.wiki/Nagan_Raya_power_station | Aceh | Unit 1 | Nagan Raya power station | Meulaboh power station | Unnamed special purpose vehicle | PT PLN Persero, PT Pembangunan Perumahan, PT Sumberdaya Sewatama | 110 | operating | 2013 | subcritical | unknown | 4.1075 | 96.1989
G107178 | L102690 | Q201913 | yes | https://www.gem.wiki/Nagan_Raya_power_station | Aceh | Unit 2 | Nagan Raya power station | Meulaboh power station | Unnamed special purpose vehicle | PT PLN Persero, PT Pembangunan Perumahan, PT Sumberdaya Sewatama | 110 | operating | 2014 | subcritical | unknown | 4.1075 | 96.1989
G107624 | L102834 | P101160 | yes | https://www.gem.wiki/Ombilin_power_station | West Sumatra | Unit 1 | Ombilin power station |  | PT PLN Persero | PT PLN Persero | 100 | operating | 1996 | subcritical | sub-bit | -0.60902 | 100.7537
G107625 | L102834 | P101160 | yes | https://www.gem.wiki/Ombilin_power_station | West Sumatra | Unit 2 | Ombilin power station |  | PT PLN Persero | PT PLN Persero | 100 | operating | 1997 | subcritical | sub-bit | -0.60902 | 100.7537
G107720 | L102726 | P101160 | yes | https://www.gem.wiki/Pacitan_power_station | East Java | Unit 1 | Pacitan power station |  | PT PLN Persero | PT PLN Persero | 315 | operating | 2011 | subcritical | sub-bit | -8.2578 | 111.3736
G107721 | L102726 | P101160 | yes | https://www.gem.wiki/Pacitan_power_station | East Java | Unit 2 | Pacitan power station |  | PT PLN Persero | PT PLN Persero | 315 | operating | 2011 | subcritical | sub-bit | -8.2578 | 111.3736
G107730 | L102728 | Q200956 | yes | https://www.gem.wiki/Paiton-1_power_station | East Java | Unit 7 | Paiton-1 power station |  | PT Paiton Energy | RATCH Group Public Company Limited (45.5%), Nebras Power QSC (35.5%), TEPCO (7%), Chubu Electric Power (7%), PT Toba Bara Sejahtra Tbk (5%) | 615 | operating | 1999 | subcritical | sub-bit | -7.7153 | 113.5857
G107731 | L102728 | Q200956 | yes | https://www.gem.wiki/Paiton-1_power_station | East Java | Unit 8 | Paiton-1 power station |  | PT Paiton Energy | RATCH Group Public Company Limited (45.5%), Nebras Power QSC (35.5%), TEPCO (7%), Chubu Electric Power (7%), PT Toba Bara Sejahtra Tbk (5%) | 615 | operating | 1999 | subcritical | sub-bit | -7.7153 | 113.5857
G107732 | L102729 | Q200957 | yes | https://www.gem.wiki/Paiton-2_power_station | East Java | Unit 1 | Paiton-2 power station |  | PT Jawa Power | Siemens (50%), YTL Corporation (17.5%), Marubeni (17.5%), PT Bumipertiwi Tatapradipta (15%) | 660 | operating | 2000 | subcritical | sub-bit | -7.7153 | 113.5857
G107733 | L102729 | Q200957 | yes | https://www.gem.wiki/Paiton-2_power_station | East Java | Unit 2 | Paiton-2 power station |  | PT Jawa Power | Siemens (50%), YTL Corporation (17.5%), Marubeni (17.5%), PT Bumipertiwi Tatapradipta (15%) | 660 | operating | 2000 | subcritical | sub-bit | -7.7153 | 113.5857
G107734 | L102730 | Q200956 | yes | https://www.gem.wiki/Paiton-3_power_station | East Java |  | Paiton-3 power station |  | PT Paiton Energy | RATCH Group Public Company Limited (45.5%), Nebras Power QSC (35.5%), TEPCO (7%), Chubu Electric Power (7%), PT Toba Bara Sejahtra Tbk (5%) | 825 | operating | 2012 | supercritical | sub-bit | -7.7145 | 113.5833
G107756 | L102769 | P101160 | yes | https://www.gem.wiki/Pangkalan_Susu_power_station | North Sumatra | Unit 1 | Pangkalan Susu power station |  | Indonesia Power | PT PLN Persero | 220 | operating | 2015 | subcritical | unknown | 4.1207 | 98.2582
G107757 | L102769 | P101160 | yes | https://www.gem.wiki/Pangkalan_Susu_power_station | North Sumatra | Unit 2 | Pangkalan Susu power station |  | Indonesia Power | PT PLN Persero | 220 | operating | 2014 | subcritical | unknown | 4.1207 | 98.2582
G107758 | L102769 | P101160 | yes | https://www.gem.wiki/Pangkalan_Susu_power_station | North Sumatra | Unit 3 | Pangkalan Susu power station |  | PT PLN Persero | PT PLN Persero | 200 | operating | 2019 | subcritical | unknown | 4.1207 | 98.2582
G107759 | L102769 | P101160 | yes | https://www.gem.wiki/Pangkalan_Susu_power_station | North Sumatra | Unit 4 | Pangkalan Susu power station |  | PT PLN Persero | PT PLN Persero | 200 | operating | 2019 | subcritical | unknown | 4.1207 | 98.2582
G107834 | L102827 | Q200387 | yes | https://www.gem.wiki/Parit_Baru_power_station | West Kalimantan | Unit 1 | Parit Baru power station | Jungkat, Kalbar-1 | Gezhouba Group and PT Praba Indopersada | China Energy Engineering Corporation, PT Praba | 50 | operating | 2018 | subcritical | unknown | 0.05798 | 109.2036
G107835 | L102827 | Q200387 | yes | https://www.gem.wiki/Parit_Baru_power_station | West Kalimantan | Unit 2 | Parit Baru power station | Jungkat, Kalbar-1 | Gezhouba Group and PT Praba Indopersada | China Energy Engineering Corporation, PT Praba | 50 | operating | 2019 | subcritical | unknown | 0.05798 | 109.2036
G107915 | L102778 | P101160 | yes | https://www.gem.wiki/Pekanbaru_Tenayan_power_station | Riau | Unit 1 | Pekanbaru Tenayan power station | Riau Tenayan, Amandemen FTP1 | PT PLN Persero | PT PLN Persero | 110 | operating | 2016 | subcritical | unknown | 0.56437 | 101.5235
G107916 | L102778 | P101160 | yes | https://www.gem.wiki/Pekanbaru_Tenayan_power_station | Riau | Unit 2 | Pekanbaru Tenayan power station | Riau Tenayan, Amandemen FTP1 | PT PLN Persero | PT PLN Persero | 110 | operating | 2017 | subcritical | unknown | 0.56437 | 101.5235
G107917 | L102819 | P101160 | yes | https://www.gem.wiki/Pelabuhan_Ratu_power_station | West Java | Unit 1 | Pelabuhan Ratu power station |  | PT Indonesia Power | PT PLN Persero | 350 | operating | 2013 | subcritical | unknown | -7.0242 | 106.5464
G107918 | L102819 | P101160 | yes | https://www.gem.wiki/Pelabuhan_Ratu_power_station | West Java | Unit 2 | Pelabuhan Ratu power station |  | PT Indonesia Power | PT PLN Persero | 350 | operating | 2013 | subcritical | unknown | -7.0242 | 106.5464
G107919 | L102819 | P101160 | yes | https://www.gem.wiki/Pelabuhan_Ratu_power_station | West Java | Unit 3 | Pelabuhan Ratu power station |  | PT Indonesia Power | PT PLN Persero | 350 | operating | 2013 | subcritical | unknown | -7.0242 | 106.5464
G107729 | L102727 | P101160 | yes | https://www.gem.wiki/PLN_Paiton_Baru_power_station | East Java | Unit 09 | PLN Paiton Baru power station |  | PT Pembangkitan Jawa-Bali | PT PLN Persero | 660 | operating | 2012 | subcritical | sub-bit | -7.711 | 113.5707
G108040 | L102731 | P101160 | yes | https://www.gem.wiki/PLN_Paiton_power_station | East Java | Unit 1 | PLN Paiton power station |  | PT Pembangkitan Jawa-Bali | PT PLN Persero | 400 | operating | 1994 | subcritical | sub-bit | -7.7147 | 113.585
G108041 | L102731 | P101160 | yes | https://www.gem.wiki/PLN_Paiton_power_station | East Java | Unit 2 | PLN Paiton power station |  | PT Pembangkitan Jawa-Bali | PT PLN Persero | 400 | operating | 1993 | subcritical | sub-bit | -7.7147 | 113.585
G108234 | L102789 | P100162 | yes | https://www.gem.wiki/Punagaya_power_station | South Sulawesi | Phase I, Unit 1 | Punagaya power station | Janeponto PLTU | PT Bosowa Makassar | Bosawa Corporation | 125 | operating | 2011 | subcritical | unknown | -5.6179 | 119.5512
G108235 | L102789 | P100162 | yes | https://www.gem.wiki/Punagaya_power_station | South Sulawesi | Phase I, Unit 2 | Punagaya power station | Janeponto PLTU | PT Bosowa Makassar | Bosawa Corporation | 125 | operating | 2011 | subcritical | unknown | -5.6179 | 119.5512
G108236 | L102789 | P100162 | yes | https://www.gem.wiki/Punagaya_power_station | South Sulawesi | Phase II, Unit 3 | Punagaya power station | Janeponto-2 PLTU | PT Bosowa Makassar | Bosawa Corporation | 135 | operating | 2018 | subcritical | unknown | -5.6179 | 119.5512
G108237 | L102789 | P100162 | yes | https://www.gem.wiki/Punagaya_power_station | South Sulawesi | Phase II, Unit 4 | Punagaya power station | Janeponto-2 PLTU | PT Bosowa Makassar | Bosawa Corporation | 135 | operating | 2018 | subcritical | unknown | -5.6179 | 119.5512
G108526 | L102713 | P101160 | yes | https://www.gem.wiki/Rembang_power_station | Central Java | Unit 1 | Rembang power station |  | PT PLN Persero | PT PLN Persero | 315 | operating | 2011 | subcritical | sub-bit | -6.636 | 111.4749
G108527 | L102713 | P101160 | yes | https://www.gem.wiki/Rembang_power_station | Central Java | Unit 2 | Rembang power station |  | PT PLN Persero | PT PLN Persero | 315 | operating | 2011 | subcritical | sub-bit | -6.636 | 111.4749
G109397 | L102802 | Q201915 | yes | https://www.gem.wiki/Shenhua_Guohua_power_station | South Sumatra | Unit 1 | Shenhua Guohua power station | Simpang Belimbing power station | PT GH EMM Indonesia | National Energy Investment Group Co., Ltd. (70%), Energi Musi Makmur (30%) | 150 | operating | 2011 | subcritical | lignite | -3.4014 | 104.1186
G109398 | L102802 | Q201915 | yes | https://www.gem.wiki/Shenhua_Guohua_power_station | South Sumatra | Unit 2 | Shenhua Guohua power station | Simpang Belimbing power station | PT GH EMM Indonesia | National Energy Investment Group Co., Ltd. (70%), Energi Musi Makmur (30%) | 150 | operating | 2011 | subcritical | lignite | -3.4014 | 104.1186
G109670 | L102742 | Q200348 | yes | https://www.gem.wiki/Sulbagut-1_power_station | Gorontalo | Unit 1 | Sulbagut-1 power station |  | PT Gorontalo Listrik Perdana | Toba Bara (60%), PT Toba Bara Sejahtra Tbk (20%), State Power Investment Corporation (20%) | 50 | operating | 2022 | subcritical | unknown | 0.9427 | 122.9416
G109671 | L102742 | Q200348 | yes | https://www.gem.wiki/Sulbagut-1_power_station | Gorontalo | Unit 2 | Sulbagut-1 power station |  | PT Gorontalo Listrik Perdana | Toba Bara (60%), PT Toba Bara Sejahtra Tbk (20%), State Power Investment Corporation (20%) | 50 | operating | 2022 | subcritical | unknown | 0.9427 | 122.9416
G109687 | L102763 | Q201916 | yes | https://www.gem.wiki/Sulut-3_power_station | North Sulawesi | Unit 1 | Sulut-3 power station | PLTU North Sulawesi 3 | PT Minahasa Cahaya Lestari (MCL) | Toba Bara (90%), Sinohydro (10%) | 50 | operating | 2021 | subcritical | unknown | 1.3743 | 125.0855
G109688 | L102763 | Q201916 | yes | https://www.gem.wiki/Sulut-3_power_station | North Sulawesi | Unit 2 | Sulut-3 power station | PLTU North Sulawesi 3 | PT Minahasa Cahaya Lestari (MCL) | Toba Bara (90%), Sinohydro (10%) | 50 | operating | 2021 | subcritical | unknown | 1.3743 | 125.0855
G109700 | L102806 | Q200955 | yes | https://www.gem.wiki/Sumsel-5_power_station | South Sumatra | Unit 1 | Sumsel-5 power station |  | PT Dian Swastatika Sentosa Tbk | Datang Overseas Energy Investment Co., Ltd. (75%), Sinar Mas Group (25%) | 150 | operating | 2016 | subcritical | unknown | -2.1562 | 103.7553
G109701 | L102806 | Q200955 | yes | https://www.gem.wiki/Sumsel-5_power_station | South Sumatra | Unit 2 | Sumsel-5 power station |  | PT Dian Swastatika Sentosa Tbk | Datang Overseas Energy Investment Co., Ltd. (75%), Sinar Mas Group (25%) | 150 | operating | 2016 | subcritical | unknown | -2.1562 | 103.7553
G109790 | L102785 | Q200141 | yes | https://www.gem.wiki/Tabalong_power_station | South Kalimantan | Unit 1 | Tabalong power station | Kalsel FTP2 | PT Tanjung Power Indonesia | Adaro, KEPCO | 100 | operating | 2019 | subcritical | lignite | -2.1634 | 115.4408
G109791 | L102785 | Q200141 | yes | https://www.gem.wiki/Tabalong_power_station | South Kalimantan | Unit 2 | Tabalong power station | Kalsel FTP2 | PT Tanjung Power Indonesia | Adaro, KEPCO | 100 | operating | 2019 | subcritical | lignite | -2.1634 | 115.4408
G109863 | L102792 | P101160 | yes | https://www.gem.wiki/Takalar_power_station | South Sulawesi | Unit 1 | Takalar power station | Punagaya FTP2 | PT PLN Persero | PT PLN Persero | 100 | operating | 2017 | subcritical | unknown | -5.6236 | 119.5508
G109864 | L102792 | P101160 | yes | https://www.gem.wiki/Takalar_power_station | South Sulawesi | Unit 2 | Takalar power station | Punagaya FTP2 | PT PLN Persero | PT PLN Persero | 100 | operating | 2018 | subcritical | unknown | -5.6236 | 119.5508
G109946 | L102732 | P101160 | yes | https://www.gem.wiki/Tanjung_Awar-Awar_power_station | East Java | Unit 1 | Tanjung Awar-Awar power station |  | PT PLN Persero | PT PLN Persero | 350 | operating | 2012 | subcritical | sub-bit | -6.8105 | 111.9955
G109947 | L102732 | P101160 | yes | https://www.gem.wiki/Tanjung_Awar-Awar_power_station | East Java | Unit 2 | Tanjung Awar-Awar power station |  | PT PLN Persero | PT PLN Persero | 350 | operating | 2013 | subcritical | sub-bit | -6.8105 | 111.9955
G109960 | L102714 | P101977 | yes | https://www.gem.wiki/Tanjung_Jati_B_power_station | Central Java | Unit 1 | Tanjung Jati B power station |  | PT Central Java Power | Sumitomo | 660 | operating | 2006 | subcritical | bituminous | -6.4448 | 110.7435
G109961 | L102714 | P101977 | yes | https://www.gem.wiki/Tanjung_Jati_B_power_station | Central Java | Unit 2 | Tanjung Jati B power station |  | PT Central Java Power | Sumitomo | 660 | operating | 2006 | subcritical | bituminous | -6.4448 | 110.7435
G109956 | L102714 | P101977 | yes | https://www.gem.wiki/Tanjung_Jati_B_power_station | Central Java | Unit 3 | Tanjung Jati B power station |  | PT Central Java Power | Sumitomo | 660 | operating | 2011 | subcritical | bituminous | -6.446 | 110.7423
G109957 | L102714 | P101977 | yes | https://www.gem.wiki/Tanjung_Jati_B_power_station | Central Java | Unit 4 | Tanjung Jati B power station |  | PT Central Java Power | Sumitomo | 660 | operating | 2012 | subcritical | bituminous | -6.446 | 110.7423
G109962 | L102782 | Q200424 | yes | https://www.gem.wiki/Tanjung_Kasam_power_station | Riau | Unit 1 | Tanjung Kasam power station |  | PT Tanjung Kasam Power | PT Petra Unggul Sejahtera (70%), PT Intraco Penta (30%) | 65 | operating | 2012 | subcritical | sub-bit | 1.0441 | 104.1357
G109963 | L102782 | Q200424 | yes | https://www.gem.wiki/Tanjung_Kasam_power_station | Riau | Unit 2 | Tanjung Kasam power station |  | PT Tanjung Kasam Power | PT Petra Unggul Sejahtera (70%), PT Intraco Penta (30%) | 65 | operating | 2012 | subcritical | sub-bit | 1.0441 | 104.1357
G109971 | L102756 | P101160 | yes | https://www.gem.wiki/Tarahan_power_station | Lampung | Unit 3 | Tarahan power station | Tarahan Baru power station | PLN | PT PLN Persero | 100 | operating | 2008 | subcritical | unknown | -5.5212 | 105.3535
G109972 | L102756 | P101160 | yes | https://www.gem.wiki/Tarahan_power_station | Lampung | Unit 4 | Tarahan power station | Tarahan Baru power station | PLN | PT PLN Persero | 100 | operating | 2007 | subcritical | unknown | -5.5212 | 105.3535
G109998 | L102835 | P101160 | yes | https://www.gem.wiki/Teluk_Sirih_power_station | West Sumatra | Unit 1 | Teluk Sirih power station |  | PLN | PT PLN Persero | 112 | operating | 2013 | cfb | unknown | -1.0765 | 100.3724
G109999 | L102835 | P101160 | yes | https://www.gem.wiki/Teluk_Sirih_power_station | West Sumatra | Unit 2 | Teluk Sirih power station |  | PLN | PT PLN Persero | 112 | operating | 2013 | cfb | unknown | -1.0765 | 100.3724
G100515 | L102783 | P101160 | yes | https://www.gem.wiki/Asam-Asam_power_station | South Kalimantan | Unit B-1 | Asam-Asam power station | Banjarmasin, Kalselteng-2 Unit 5 | Banjarmasin-B Project | PT PLN Persero | 100 | construction | 2022 | cfb | lignite | -3.9265 | 115.1058
G100516 | L102783 | P101160 | yes | https://www.gem.wiki/Asam-Asam_power_station | South Kalimantan | Unit B-2 | Asam-Asam power station | Banjarmasin, Kalselteng-2 Unit 6 | Banjarmasin-B Project | PT PLN Persero | 100 | construction | 2022 | cfb | lignite | -3.9265 | 115.1058
G100510 | L102794 | Q200923 | yes | https://www.gem.wiki/Bangko_Tengah_(SS-8)_power_station | South Sumatra | Unit 1 | Bangko Tengah power station | Sumsel-8 (SS-8) (Sumsel is an acronym for Sumatera Selatan, or South Sumatra) | Huadian Bukit Asam Power | China Huadian (55%), PT Bukit Asam (45%) | 600 | construction | 2023 | unknown | unknown | -3.8387 | 103.8041
G100511 | L102794 | Q200923 | yes | https://www.gem.wiki/Bangko_Tengah_(SS-8)_power_station | South Sumatra | Unit 2 | Bangko Tengah power station | Sumsel-8 (SS-8) | Huadian Bukit Asam Power | China Huadian (55%), PT Bukit Asam (45%) | 600 | construction | 2023 | unknown | unknown | -3.8387 | 103.8041
G100535 | L102697 | P101160 | yes | https://www.gem.wiki/Banten_Lontar_power_station | Banten | Unit 4 | Banten Lontar power station |  | PT PLN Persero | PT PLN Persero | 315 | construction | 2022 | ultra-super | unknown | -6.0589 | 106.4643
G100538 | L102699 | Q200931 | yes | https://www.gem.wiki/Banten_Suralaya_power_station | Banten | Unit 09 | Banten Suralaya power station | Jawa-9 | PT PLN Persero (51%), Barito Pacific (49%) | PT PLN Persero (51%), PT Barito Pacific (34%), KEPCO (15%) | 1000 | construction | 2025 | ultra-super | sub-bit | -5.8892 | 106.0336
G113472 | L102699 | Q200931 | yes | https://www.gem.wiki/Banten_Suralaya_power_station | Banten | Unit 10 | Banten Suralaya power station | Jawa-10 | PT PLN Persero (51%), Barito Pacific (49%) | PT PLN Persero (51%), PT Barito Pacific (34%), KEPCO (15%) | 1000 | construction | 2026 | ultra-super | sub-bit | -5.8892 | 106.0336
G100643 | L102787 | P101160 | yes | https://www.gem.wiki/Barru_power_station | South Sulawesi | Phase II, Unit 1 | Barru power station | Sulawesi Selatan (SulSel), Sulsel Barru-2 power station | PT PLN Persero | PT PLN Persero | 100 | construction | 2022 | subcritical | unknown | -4.2933 | 119.6314
G101261 | L102709 | Q200128 | yes | https://www.gem.wiki/Central_Java_Power_Project | Central Java | Unit 1 | Central Java Power Project | Jawa Tengah, Batang | Bhimasena Power Indo (BPI) | Adaro, ITOCHU, J-POWER | 950 | construction | 2022 | ultra-super | sub-bit | -6.9008 | 109.8037
G101262 | L102709 | Q200128 | yes | https://www.gem.wiki/Central_Java_Power_Project | Central Java | Unit 2 | Central Java Power Project | Jawa Tengah, Batang | Bhimasena Power Indo (BPI) | Adaro, ITOCHU, J-POWER | 950 | construction | 2022 | ultra-super | sub-bit | -6.9008 | 109.8037
G101591 | L102814 | Q200906 | yes | https://www.gem.wiki/Cirebon_power_station | West Java | Unit 2 | Cirebon power station | Jawa-1, Cirebon-2, 井里汶第一火电厂 | PT Cirebon Electric Power | Marubeni (35%), Indika Group (25%), Samtan (20%), KEPCO (10%), TEPCO (5%), Chubu Electric Power (5%) | 924 | construction | 2022 | ultra-super | unknown | -6.7703 | 108.6149
G106388 | L102831 | P101160 | yes | https://www.gem.wiki/Lombok_FTP2_power_station | West Nusa Tenggara | Unit 1 | Lombok FTP2 power station | Sambelia power station, PLTU Lombok FTP2 | PLN | PT PLN Persero | 50 | construction | 2022 | subcritical | unknown | -8.4221 | 116.7096
G106389 | L102831 | P101160 | yes | https://www.gem.wiki/Lombok_FTP2_power_station | West Nusa Tenggara | Unit 2 | Lombok FTP2 power station | Sambelia power station, PLTU Lombok FTP2 | PLN | PT PLN Persero | 50 | construction | 2022 | subcritical | unknown | -8.4221 | 116.7096
G107179 | L102690 | Q201914 | yes | https://www.gem.wiki/Nagan_Raya_power_station | Aceh | Unit 3 | Nagan Raya power station | Meulaboh power station | PT Meulaboh Power Generation | China Datang, PT PLN Persero, PT Sumberdaya Sewatama | 200 | construction | 2023 | subcritical | unknown | 4.1156 | 96.2024
G107180 | L102690 | Q201914 | yes | https://www.gem.wiki/Nagan_Raya_power_station | Aceh | Unit 4 | Nagan Raya power station | Meulaboh power station | PT Meulaboh Power Generation | China Datang, PT PLN Persero, PT Sumberdaya Sewatama | 200 | construction | 2023 | subcritical | unknown | 4.1156 | 96.2024
G107744 | L102788 | P101160 | yes | https://www.gem.wiki/Palu_power_station | Central Sulawesi | Unit 5 | Palu power station | PLTU Mpanau, Palu-3 | PLN | PT PLN Persero | 50 | construction | 2023 | subcritical | unknown | -0.7332 | 119.8559
G113216 | L102788 | P101160 | yes | https://www.gem.wiki/Palu_power_station | Central Sulawesi | Unit 6 | Palu power station | PLTU Mpanau, Palu-3 | PLN | PT PLN Persero | 50 | construction | 2023 | subcritical | unknown | -0.7332 | 119.8559
G109686 | L102762 | P101160 | yes | https://www.gem.wiki/Sulut-1_power_station | North Sulawesi | Unit 1 | Sulut-1 power station | PLTU North Sulawesi 1 | PLN | PT PLN Persero | 50 | construction | 2023 | subcritical | unknown | 0.89018 | 123.4701
G113218 | L102762 | P101160 | yes | https://www.gem.wiki/Sulut-1_power_station | North Sulawesi | Unit 2 | Sulut-1 power station | PLTU North Sulawesi 1 | PLN | PT PLN Persero | 50 | construction | 2024 | subcritical | unknown | 0.89018 | 123.4701
G109696 | L102804 | Q201917 | yes | https://www.gem.wiki/Sumsel-1_power_station | South Sumatra | Unit 1 | Sumsel-1 power station | 神华国华（印尼）天健美朗发电有限公司 | China Shenhua; Lion Power | National Energy Investment Group Co., Ltd. (75%), PT Sugico Graha (25%) | 300 | construction | 2023 | subcritical | unknown | -3.4767 | 103.9992
G109697 | L102804 | Q201917 | yes | https://www.gem.wiki/Sumsel-1_power_station | South Sumatra | Unit 2 | Sumsel-1 power station | 神华国华（印尼）天健美朗发电有限公司 | China Shenhua; Lion Power | National Energy Investment Group Co., Ltd. (75%), PT Sugico Graha (25%) | 300 | construction | 2023 | subcritical | unknown | -3.4767 | 103.9992
G109706 | L102781 | Q201918 | yes | https://www.gem.wiki/Sumut-1_power_station | North Sumatra | Unit 1 | Sumut-1 power station | Hamparan Perak PLTU; Paruh Kurau PLTU | PT Mabar Elektrindo | Oceanwide Holdings Co., Ltd. (60%), PowerChina (20%), PT Garda Sayap Garuda (20%) | 150 | construction | 2023 | subcritical | unknown | 3.7803 | 98.6369
G109707 | L102781 | Q201918 | yes | https://www.gem.wiki/Sumut-1_power_station | North Sumatra | Unit 2 | Sumut-1 power station | Hamparan Perak PLTU; Paruh Kurau PLTU | PT Mabar Elektrindo | Oceanwide Holdings Co., Ltd. (60%), PowerChina (20%), PT Garda Sayap Garuda (20%) | 150 | construction | 2023 | subcritical | unknown | 3.7803 | 98.6369
G109958 | L102714 | P101977 | yes | https://www.gem.wiki/Tanjung_Jati_B_power_station | Central Java | Unit 5 | Tanjung Jati B power station | Jawa-4 | PT Bhumi Jati Power | Sumitomo | 1000 | construction | 2022 | ultra-super | sub-bit | -6.4465 | 110.7424
G109959 | L102714 | P101977 | yes | https://www.gem.wiki/Tanjung_Jati_B_power_station | Central Java | Unit 6 | Tanjung Jati B power station | Jawa-4 | PT Bhumi Jati Power | Sumitomo | 1000 | construction | 2022 | ultra-super | sub-bit | -6.4465 | 110.7424
G110178 | L102740 | P101160 | yes | https://www.gem.wiki/Timor-1_power_station | East Nusa Tenggara | Unit 1 | Timor-1 power station |  | PLN | PT PLN Persero | 50 | construction | 2022 | subcritical | unknown | -10.352 | 123.4599
G110179 | L102740 | P101160 | yes | https://www.gem.wiki/Timor-1_power_station | East Nusa Tenggara | Unit 2 | Timor-1 power station |  | PLN | PT PLN Persero | 50 | construction | 2023 | subcritical | unknown | -10.352 | 123.4599
G114924 | L104784 | P102632 | #N/A | https://www.gem.wiki/KIPI_Bika_Global_power_station | East Kalimantan |  | KIPI Bika Global power station |  | PT Bika Global | PT Bika Global | 200 | announced |  | unknown | unknown | 0.81595 | 117.9308
G114816 | L104763 | P101456 | #N/A | https://www.gem.wiki/KIPI_power_station | East Kalimantan | Unit 1 | KIPI power station |  | Park Joung In | TBD | 200 | announced |  | unknown | unknown | 0.81595 | 117.9308
G114817 | L104763 | P101456 | #N/A | https://www.gem.wiki/KIPI_power_station | East Kalimantan | Unit 2 | KIPI power station |  | Park Joung In | TBD | 200 | announced |  | unknown | unknown | 0.81595 | 117.9308

## CFPP by Status
Indonesia's Coal Power Capacity by Status (MW)
Year | Announced | Pre-permit | Permitted | Construction | Operating | Shelved | Retired | Mothballed | Cancelled
2014 | 28670 | 16991 | 4090 | 6134 | 23091 | 1860 | 0 | 0 | 4395
2015 | 28670 | 15891 | 5090 | 4143 | 25427 | 1800 | 0 | 0 | 4455
2016 | 26150 | 9644 | 3990 | 9156 | 26911 | 7160 | 0 | 0 | 7425
2017 | 17115 | 6140 | 4894 | 10917 | 29090 | 19010 | 0 | 0 | 10685
2018 | 14515 | 5570 | 4040 | 12531 | 29930 | 14100 | 0 | 0 | 18795
2019 | 10210 | 9150 | 2980 | 13135 | 34091 | 11700 | 0 | 0 | 22840
2020 | 8760 | 8760 | 2520 | 13349 | 37017 | 5250 | 0 | 0 | 30140
2021 | 1630 | 7880 | 2020 | 17249 | 39447 | 11180 | 0 | 0 | 32970
2022 | 2800 | 3980 | 700 | 18849 | 40647 | 8170 | 0 | 0 | 41710
Source:
https://globalenergymonitor.org/projects/global-coal-plant-tracker/dashboard/